## PRFailureModeZoom
[Product Failure Mode].Status Not Equal To INACTIVE and [Product Failure Mode].Deactive Status Is Equal To 0 and ( [Product Failure Mode].Analysis Code Is Equal To PR or [Product Failure Mode].Analysis Code Is Equal To ALL )
FMD_ID | [Product Failure Mode].Failure | [Product Failure Mode].Description | [Product Failure Mode].Status | [Product Failure Mode].Failure Category | [Product Failure Mode].Product Code | [Product Failure Mode].Analysis Code | LNG_TRANSLATION
2147486250 | PR421 | Scalpel-Missing/Inoperable | ACTIVE |  |  | PR
2147486249 | PR420 | Chemo Vial Vent Leaking/Air | ACTIVE |  |  | PR
2147486248 | PR419 | Detach/Break-Needleless Access Cannula | ACTIVE |  |  | PR
2147486159 | PR418 | Empty Package - Defib Electrode | ACTIVE |  |  | PR
2147486158 | PR417 | Empty Package - Cardio Thoracic | ACTIVE |  |  | PR
2147486157 | PR416 | Double Cannula | ACTIVE |  |  | PR
2147486145 | PR415 | IRIS Interface Cable Issue | ACTIVE | PR-UNDEFINED |  | PR
2147486121 | PR414 | Gown Issue | ACTIVE | PR-UNDEFINED |  | PR
2147486021 | PR413 | ECDU Durable Issue | ACTIVE | PR-UNDEFINED |  | PR
2147486017 | PR412 | Assembly Issue - Collection Systems | ACTIVE | PR-UNDEFINED |  | PR
2147486016 | PR411 | Collection Tube Issue | ACTIVE | PR-UNDEFINED |  | PR
2147486015 | PR410 | Reversed Pressure Gradient | ACTIVE | PR-UNDEFINED |  | PR
2147486014 | PR409 | Probe Cover Ejected into Patients Mouth | ACTIVE | PR-UNDEFINED |  | PR
2147486013 | PR408 | Rectal Probe Used Orally | ACTIVE | PR-UNDEFINED |  | PR
2147486012 | PR407 | Stand Issue | ACTIVE | PR-UNDEFINED |  | PR
2147486011 | PR406 | Probe Issue | ACTIVE | PR-UNDEFINED |  | PR
2147486010 | PR405 | Erratic Readings | ACTIVE | PR-UNDEFINED |  | PR
2147486009 | PR404 | Battery issue | ACTIVE | PR-UNDEFINED |  | PR
2147486008 | PR403 | Stopper issue | ACTIVE | PR-UNDEFINED |  | PR
2147486007 | PR402 | Bone Marrow Needle Bent / Break | ACTIVE | PR-UNDEFINED |  | PR
2147486006 | PR401 | Poor adhesive / Does not Adhere | ACTIVE | PR-UNDEFINED |  | PR
2147486005 | PR400 | Sharp Edges or Points on Catheter | ACTIVE | PR-UNDEFINED |  | PR
2147486004 | PR399 | Occlusion with Pump Set | ACTIVE | PR-UNDEFINED |  | PR
2147486003 | PR398 | Contaminated Needle Stick | ACTIVE | PR-UNDEFINED |  | PR
2147485776 | STOPPER ISSUE | STOPPER ISSUE | ACTIVE |  |  | PR
2147485775 | Welding | Welding | ACTIVE |  |  | PR
2147485774 | Vein damaged | Vein damaged | ACTIVE |  |  | PR
2147485773 | User dissatisfaction | User dissatisfaction | ACTIVE |  |  | PR
2147485772 | Unlighted | Unlighted | ACTIVE |  |  | PR
2147485771 | Uncontrolled bleeding | Uncontrolled bleeding | ACTIVE |  |  | PR
2147485770 | Unable to cut | Unable to cut | ACTIVE |  |  | PR
2147485769 | Ulcer | Ulcer | ACTIVE |  |  | PR
2147485767 | Thrombus formation | Thrombus formation | ACTIVE |  |  | PR
2147485765 | System error | System error | ACTIVE |  |  | PR
2147485764 | Swelled package | Swelled package | ACTIVE |  |  | PR
2147485763 | Stuck | Stuck | ACTIVE |  |  | PR
2147485762 | Stick | Stick | ACTIVE |  |  | PR
2147485761 | Stab | Stab | ACTIVE |  |  | PR
2147485760 | Sound issue | Sound issue | ACTIVE |  |  | PR
2147485759 | Smoke issue | Smoke issue | ACTIVE |  |  | PR
2147485758 | Smell issue | Smell issue | ACTIVE |  |  | PR
2147485757 | Skin Trouble | Skin Trouble | ACTIVE |  |  | PR
2147485756 | Shortage | Shortage | ACTIVE |  |  | PR
2147485755 | Short shot | Short shot | ACTIVE |  |  | PR
2147485754 | Scratch mark | Scratch mark | ACTIVE |  |  | PR
2147485753 | Scratch | Scratch | ACTIVE |  |  | PR
2147485751 | Ruptured vein | Ruptured vein | ACTIVE |  |  | PR
2147485750 | Reversed flow of blood | Reversed flow of blood | ACTIVE |  |  | PR
2147485749 | Reverse Flow | Reverse Flow | ACTIVE |  |  | PR
2147485748 | Rest of medicine | Rest of medicine | ACTIVE |  |  | PR
2147485747 | Repair request | Repair request | ACTIVE |  |  | PR
2147485746 | Reopened vessel | Reopened vessel | ACTIVE |  |  | PR
2147485745 | Regurgitation | Regurgitation | ACTIVE |  |  | PR
2147485744 | Puncture | Puncture | ACTIVE |  |  | PR
2147485743 | Pulmonary thromboembolism | Pulmonary thromboembolism | ACTIVE |  |  | PR
2147485742 | Power issue | Power issue | ACTIVE |  |  | PR
2147485741 | Powder doesn't come out | Powder doesn't come out | ACTIVE |  |  | PR
2147485740 | Powder congealed | Powder congealed | ACTIVE |  |  | PR
2147485739 | Powder comes out | Powder comes out | ACTIVE |  |  | PR
2147485738 | Pinholed | Pinholed | ACTIVE |  |  | PR
2147485737 | Peroneal paralysis | Peroneal paralysis | ACTIVE |  |  | PR
2147485736 | Perforation | Perforation | ACTIVE |  |  | PR
2147485735 | Penetrated X-ray line | Penetrated X-ray line | ACTIVE |  |  | PR
2147485734 | Pass the each lumen | Pass the each lumen | ACTIVE |  |  | PR
2147485733 | Paralysis | Paralysis | ACTIVE |  |  | PR
2147485732 | Pain | Pain | ACTIVE |  |  | PR
2147485731 | Oversupply | Oversupply | ACTIVE |  |  | PR
2147485730 | Over cannula | Over cannula | ACTIVE |  |  | PR
2147485728 | Opened package | Opened package | ACTIVE |  |  | PR
2147485727 | Occlusion | Occlusion | ACTIVE |  |  | PR
2147485726 | Non irrigation | Non irrigation | ACTIVE |  |  | PR
2147485725 | Non inflation | Non inflation | ACTIVE |  |  | PR
2147485724 | Non deflation | Non deflation | ACTIVE |  |  | PR
2147485723 | Noise | Noise | ACTIVE |  |  | PR
2147485722 | No Recognized | No Recognized | ACTIVE |  |  | PR
2147485721 | Mix up | Mix up | ACTIVE |  |  | PR
2147485720 | Mis-used | Mis-used | ACTIVE |  |  | PR
2147485719 | Mis-shipping | Mis-shipping | ACTIVE |  |  | PR
2147485718 | Miss sewing | Miss sewing | ACTIVE |  |  | PR
2147485717 | Mis-punch | Mis-punch | ACTIVE |  |  | PR
2147485716 | Mis-print | Mis-print | ACTIVE |  |  | PR
2147485715 | Mis-package | Mis-package | ACTIVE |  |  | PR
2147485714 | Mis-connection | Mis-connection | ACTIVE |  |  | PR
2147485713 | Mis-assembly | Mis-assembly | ACTIVE |  |  | PR
2147485712 | Mis weld | Mis weld | ACTIVE |  |  | PR
2147485711 | Mis print | Mis print | ACTIVE |  |  | PR
2147485710 | Mis labeling | Mis labeling | ACTIVE |  |  | PR
2147485709 | Mis heatseal | Mis heatseal | ACTIVE |  |  | PR
2147485708 | Mis cut | Mis cut | ACTIVE |  |  | PR
2147485707 | Melt | Melt | ACTIVE |  |  | PR
2147485706 | Medical incident | Medical incident | ACTIVE |  |  | PR
2147485704 | Malformation | Malformation | ACTIVE |  |  | PR
2147485703 | Maintenance | Maintenance | ACTIVE |  |  | PR
2147485702 | Low adhesiveness | Low adhesiveness | ACTIVE |  |  | PR
2147485699 | Looped suture | Looped suture | ACTIVE |  |  | PR
2147485698 | Long lie-distance | Long lie-distance | ACTIVE |  |  | PR
2147485697 | Light print | Light print | ACTIVE |  |  | PR
2147485696 | Less light source | Less light source | ACTIVE |  |  | PR
2147485694 | Less flow | Less flow | ACTIVE |  |  | PR
2147485693 | Leakage | Leakage | ACTIVE |  |  | PR
2147485692 | Labeling issue | Labeling issue | ACTIVE |  |  | PR
2147485691 | Knotting | Knotting | ACTIVE |  |  | PR
2147485689 | Itch | Itch | ACTIVE |  |  | PR
2147485688 | Inverted | Inverted | ACTIVE |  |  | PR
2147485687 | Internal hemorrhage | Internal hemorrhage | ACTIVE |  |  | PR
2147485686 | Injury | Injury | ACTIVE |  |  | PR
2147485685 | Infectious disease | Infectious disease | ACTIVE |  |  | PR
2147485682 | Incorrect volume | Incorrect volume | ACTIVE |  |  | PR
2147485681 | Incorrect place | Incorrect place | ACTIVE |  |  | PR
2147485680 | Impossible to stop the dripping | Impossible to stop the dripping | ACTIVE |  |  | PR
2147485679 | Imminent expiration date | Imminent expiration date | ACTIVE |  |  | PR
2147485678 | Higher Temperature | Higher Temperature | ACTIVE |  |  | PR
2147485677 | Higher Output Power | Higher Output Power | ACTIVE |  |  | PR
2147485676 | High Temperature Display | High Temperature Display | ACTIVE |  |  | PR
2147485675 | High pressure | High pressure | ACTIVE |  |  | PR
2147485674 | High CVP | High CVP | ACTIVE |  |  | PR
2147485673 | High blood pressure | High blood pressure | ACTIVE |  |  | PR
2147485672 | Hemorrhage | Hemorrhage | ACTIVE |  |  | PR
2147485671 | Hemolysis | Hemolysis | ACTIVE |  |  | PR
2147485670 | Hematoma | Hematoma | ACTIVE |  |  | PR
2147485669 | Hard | Hard | ACTIVE |  |  | PR
2147485668 | Generator Issue | Generator Issue | ACTIVE |  |  | PR
2147485667 | Gastric ulcer | Gastric ulcer | ACTIVE |  |  | PR
2147485666 | Gap of scale | Gap of scale | ACTIVE |  |  | PR
2147485665 | Fricative | Fricative | ACTIVE |  |  | PR
2147485664 | Free flow | Free flow | ACTIVE |  |  | PR
2147485663 | Free floating thrombus | Free floating thrombus | ACTIVE |  |  | PR
2147485662 | Fray | Fray | ACTIVE |  |  | PR
2147485661 | Foreign matter | Foreign matter | ACTIVE |  |  | PR
2147485660 | Flow error | Flow error | ACTIVE |  |  | PR
2147485659 | Flashed | Flashed | ACTIVE |  |  | PR
2147485658 | Flare | Flare | ACTIVE |  |  | PR
2147485657 | Fell out | Fell out | ACTIVE |  |  | PR
2147485655 | Easy to peel off | Easy to peel off | ACTIVE |  |  | PR
2147485654 | Easy to kink | Easy to kink | ACTIVE |  |  | PR
2147485653 | Easy to expand | Easy to expand | ACTIVE |  |  | PR
2147485652 | Easy to detach | Easy to detach | ACTIVE |  |  | PR
2147485651 | Easy to come off | Easy to come off | ACTIVE |  |  | PR
2147485649 | Dropping of blood | Dropping of blood | ACTIVE |  |  | PR
2147485648 | Droplet | Droplet | ACTIVE |  |  | PR
2147485647 | Display issue | Display issue | ACTIVE |  |  | PR
2147485646 | disconnection | disconnection | ACTIVE |  |  | PR
2147485644 | Disappeared | Disappeared | ACTIVE |  |  | PR
2147485642 | Difficult to use | Difficult to use | ACTIVE |  |  | PR
2147485641 | Difficult to unlock | Difficult to unlock | ACTIVE |  |  | PR
2147485640 | Difficult to turn | Difficult to turn | ACTIVE |  |  | PR
2147485639 | Difficult to through | Difficult to through | ACTIVE |  |  | PR
2147485638 | Difficult to take out | Difficult to take out | ACTIVE |  |  | PR
2147485637 | Difficult to suction | Difficult to suction | ACTIVE |  |  | PR
2147485636 | Difficult to slip | Difficult to slip | ACTIVE |  |  | PR
2147485635 | Difficult to slide | Difficult to slide | ACTIVE |  |  | PR
2147485634 | Difficult to react the current | Difficult to react the current | ACTIVE |  |  | PR
2147485633 | Difficult to push the button | Difficult to push the button | ACTIVE |  |  | PR
2147485632 | Difficult to push down the lever | Difficult to push down the lever | ACTIVE |  |  | PR
2147485631 | Difficult to pull out | Difficult to pull out | ACTIVE |  |  | PR
2147485630 | Difficult to peel off | Difficult to peel off | ACTIVE |  |  | PR
2147485627 | Difficult to lock | Difficult to lock | ACTIVE |  |  | PR
2147485626 | Difficult to insert | Difficult to insert | ACTIVE |  |  | PR
2147485625 | Difficult to get out the air | Difficult to get out the air | ACTIVE |  |  | PR
2147485624 | Difficult to fix | Difficult to fix | ACTIVE |  |  | PR
2147485623 | Difficult to fasten | Difficult to fasten | ACTIVE |  |  | PR
2147485622 | Difficult to extend | Difficult to extend | ACTIVE |  |  | PR
2147485621 | Difficult to distinguish | Difficult to distinguish | ACTIVE |  |  | PR
2147485620 | Difficult to dispense | Difficult to dispense | ACTIVE |  |  | PR
2147485619 | Difficult to detach | Difficult to detach | ACTIVE |  |  | PR
2147485618 | Difficult to control | Difficult to control | ACTIVE |  |  | PR
2147485617 | Difficult to connect | Difficult to connect | ACTIVE |  |  | PR
2147485616 | Difficult to come off | Difficult to come off | ACTIVE |  |  | PR
2147485615 | Difficult to close | Difficult to close | ACTIVE |  |  | PR
2147485614 | Difficult to clamp | Difficult to clamp | ACTIVE |  |  | PR
2147485613 | Difficult to cap | Difficult to cap | ACTIVE |  |  | PR
2147485612 | Difficult to attach | Difficult to attach | ACTIVE |  |  | PR
2147485611 | Difficult to aspirate | Difficult to aspirate | ACTIVE |  |  | PR
2147485610 | Different size | Different size | ACTIVE |  |  | PR
2147485609 | Different shape | Different shape | ACTIVE |  |  | PR
2147485608 | Different seal | Different seal | ACTIVE |  |  | PR
2147485607 | Different product | Different product | ACTIVE |  |  | PR
2147485606 | Different position of parts | Different position of parts | ACTIVE |  |  | PR
2147485605 | Different part | Different part | ACTIVE |  |  | PR
2147485604 | Different package | Different package | ACTIVE |  |  | PR
2147485603 | Different material | Different material | ACTIVE |  |  | PR
2147485602 | Different Lot No. | Different Lot No. | ACTIVE |  |  | PR
2147485601 | Different length | Different length | ACTIVE |  |  | PR
2147485600 | Different indication | Different indication | ACTIVE |  |  | PR
2147485599 | Different feeling | Different feeling | ACTIVE |  |  | PR
2147485598 | Different direction | Different direction | ACTIVE |  |  | PR
2147485597 | Different dimension | Different dimension | ACTIVE |  |  | PR
2147485596 | Different color | Different color | ACTIVE |  |  | PR
2147485595 | Different angle | Different angle | ACTIVE |  |  | PR
2147485594 | Differ in position | Differ in position | ACTIVE |  |  | PR
2147485593 | Detached | Detached | ACTIVE |  |  | PR
2147485592 | Dermopathy | Dermopathy | ACTIVE |  |  | PR
2147485589 | Customer request | Customer request | ACTIVE |  |  | PR
2147485588 | Curve | Curve | ACTIVE |  |  | PR
2147485585 | Contact failure | Contact failure | ACTIVE |  |  | PR
2147485584 | Compartment syndrome | Compartment syndrome | ACTIVE |  |  | PR
2147485583 | Colored | Colored | ACTIVE |  |  | PR
2147485582 | Color shading | Color shading | ACTIVE |  |  | PR
2147485581 | Color migration | Color migration | ACTIVE |  |  | PR
2147485580 | Clack | Clack | ACTIVE |  |  | PR
2147485579 | Came off | Came off | ACTIVE |  |  | PR
2147485576 | Broken | Broken | ACTIVE |  |  | PR
2147485575 | Breakage | Breakage | ACTIVE |  |  | PR
2147485574 | Blowoff | Blowoff | ACTIVE |  |  | PR
2147485573 | Blood clotting | Blood clotting | ACTIVE |  |  | PR
2147485572 | Bleeding | Bleeding | ACTIVE |  |  | PR
2147485571 | Bladder perforation | Bladder perforation | ACTIVE |  |  | PR
2147485568 | Bag leakage | Bag leakage | ACTIVE |  |  | PR
2147485567 | Back flow | Back flow | ACTIVE |  |  | PR
2147485566 | Attached water drops | Attached water drops | ACTIVE |  |  | PR
2147485565 | Asymmetry | Asymmetry | ACTIVE |  |  | PR
2147485564 | Allergy | Allergy | ACTIVE |  |  | PR
2147485563 | Alarm issue | Alarm issue | ACTIVE |  |  | PR
2147485561 | Air trap in cannula | Air trap in cannula | ACTIVE |  |  | PR
2147485560 | Air leakage | Air leakage | ACTIVE |  |  | PR
2147485559 | Air intrusion | Air intrusion | ACTIVE |  |  | PR
2147485558 | Air bubble inside the inner cannulae | Air bubble inside the inner cannulae | ACTIVE |  |  | PR
2147485557 | AFF valve was not set normal position | AFF valve was not set normal position | ACTIVE |  |  | PR
2147485556 | Adverse Event | Adverse Event | ACTIVE |  |  | PR
2147485555 | Adhesion decrease | Adhesion decrease | ACTIVE |  |  | PR
2147485554 | Adhered thrombus | Adhered thrombus | ACTIVE |  |  | PR
2147485553 | Abnormal sound | Abnormal sound | ACTIVE |  |  | PR
2147485550 | PR190 | Fire / Sparking | ACTIVE |  |  | PR
2147485549 | PR188 | IRIS Fire / Sparking | ACTIVE |  |  | PR
18689 | PR397 | Y-Port Issue | ACTIVE |  |  | PR
18688 | PR396 | Won't Turn Off | ACTIVE |  |  | PR
18687 | PR395 | Wire Issue | ACTIVE |  |  | PR
18686 | PR394 | Will Not Turn On/Work | ACTIVE |  |  | PR
18685 | PR393 | Wetness Indicator Issue | ACTIVE |  |  | PR
18684 | PR392 | Wet | ACTIVE |  |  | PR
18683 | PR391 | Weighted Tip Detached | ACTIVE |  |  | PR
18682 | PR390 | Wall Bracket Issue | ACTIVE |  |  | PR
18681 | PR389 | Velcro Issue | ACTIVE |  |  | PR
18680 | PR388 | Valve Unable to Vent | ACTIVE |  |  | PR
18679 | PR387 | Vacuum Issue | ACTIVE |  |  | PR
18678 | PR386 | Urine Meter Issue | ACTIVE |  |  | PR
18677 | PR385 | Updater Issue | ACTIVE |  |  | PR
18676 | PR384 | Underpad Tear | ACTIVE |  |  | PR
18675 | PR383 | Unable to Vent | ACTIVE |  |  | PR
18674 | PR382 | Tubing Weld Junction Issue | ACTIVE |  |  | PR
18673 | PR381 | Tubing Ruptures, Perforates, or Breaks | ACTIVE |  |  | PR
18672 | PR380 | Tubing Issue | ACTIVE |  |  | PR
18671 | PR378 | Tubing Detachment | ACTIVE |  |  | PR
18670 | PR377 | Tubing Connection Issue | ACTIVE |  |  | PR
18669 | PR376 | Tubing Collapse/ Break | ACTIVE |  |  | PR
18668 | PR375 | Tube Marking Issue | ACTIVE |  |  | PR
18667 | PR374 | Tube Holder Issue | ACTIVE |  |  | PR
18666 | PR373 | Trocar - Ball Releases From Metal Stylet | ACTIVE |  |  | PR
18665 | PR372 | Top Vent Issue | ACTIVE |  |  | PR
18664 | PR371 | Top Elastic Band Issue | ACTIVE |  |  | PR
18663 | PR370 | Too much Suction | ACTIVE |  |  | PR
18662 | PR369 | Too Much Adhesive | ACTIVE |  |  | PR
18661 | PR368 | Tissue Grinder Issue | ACTIVE |  |  | PR
18660 | PR367 | Tightening Ring Failure | ACTIVE |  |  | PR
18659 | PR366 | Thoracentesis Tubing Set / Kinked | ACTIVE |  |  | PR
18658 | PR363 | Thermal Issue | ACTIVE |  |  | PR
18657 | PR362 | Texture Issue | ACTIVE |  |  | PR
18656 | PR361 | Tens Unit Issue | ACTIVE |  |  | PR
18655 | PR360 | Temperature Sensor Issue | ACTIVE |  |  | PR
18654 | PR359 | Tamper Band Issue | ACTIVE |  |  | PR
18653 | PR358 | Tab Issue | ACTIVE |  |  | PR
18652 | PR357 | Syringe Issue | ACTIVE |  |  | PR
18651 | PR356 | Surgical Gauze Linting / Fraying / Falling Apart | ACTIVE |  |  | PR
18650 | PR355 | Suction Issue | ACTIVE |  |  | PR
18649 | PR354 | Suction Instrument Issue | ACTIVE |  |  | PR
18648 | PR353 | Suction Device Tip Too Sharp | ACTIVE |  |  | PR
18647 | PR352 | Suction Device Tip Detach | ACTIVE |  |  | PR
18646 | PR351 | Suction Device Detached Component | ACTIVE |  |  | PR
18645 | PR350 | Suction Device Cracks/Breaks | ACTIVE |  |  | PR
18644 | PR349 | Stylet Punctures Through Catheter | ACTIVE |  |  | PR
18643 | PR348 | Stylet Perforates Tube / Bolster | ACTIVE |  |  | PR
18642 | PR347 | Stylet Issue | ACTIVE |  |  | PR
18641 | PR346 | Stuck Together | ACTIVE |  |  | PR
18640 | PR345 | Stomach Tube - Eyelet Issue | ACTIVE |  |  | PR
18639 | PR344 | Sterility Issue | ACTIVE |  |  | PR
18638 | PR343 | Sponge Counter Pocket Issue | ACTIVE |  |  | PR
18637 | PR342 | Specimen Container / Trap Issue | ACTIVE |  |  | PR
18636 | PR341 | Speaker is bad | ACTIVE |  |  | PR
18635 | PR340 | Snarecoil Issue | ACTIVE |  |  | PR
18634 | PR339 | Snap Issue | ACTIVE |  |  | PR
18633 | PR338 | Sleeve Issue | ACTIVE |  |  | PR
18632 | PR337 | Skin Level Device PLUG Issue | ACTIVE |  |  | PR
18631 | PR336 | Skin Level Device Occlusion | ACTIVE |  |  | PR
18630 | PR335 | Sizing Difficulty | ACTIVE |  |  | PR
18629 | PR334 | Signal Issue | ACTIVE |  |  | PR
18628 | PR333 | Side Seam Issue | ACTIVE |  |  | PR
18627 | PR332 | Shock Delivered to Rescuer | ACTIVE |  |  | PR
18626 | PR331 | Sheath/Cap Issue | ACTIVE |  |  | PR
18625 | PR330 | Sharp Edge Issue | ACTIVE |  |  | PR
18624 | PR329 | Sewing Issue | ACTIVE |  |  | PR
18623 | PR328 | Set Bag Damaged | ACTIVE |  |  | PR
18622 | PR327 | Service Out of Box Failure | ACTIVE |  |  | PR
18621 | PR326 | Securement Device Issue | ACTIVE |  |  | PR
18620 | PR325 | Seal Issue | ACTIVE |  |  | PR
18619 | PR324 | Sample Port Issue | ACTIVE |  |  | PR
18618 | PR323 | Saliva Ejector Tip Detach | ACTIVE |  |  | PR
18617 | PR321 | Safety Shield Issue | ACTIVE |  |  | PR
18616 | PR320 | Ruptured Balloon With Fragments | ACTIVE |  |  | PR
18615 | PR319 | Ruptured Balloon - Unknown | ACTIVE |  |  | PR
18614 | PR318 | Ruptured Balloon - Clean tear | ACTIVE |  |  | PR
18613 | PR317 | Runs/Holes | ACTIVE |  |  | PR
18612 | PR316 | Roller Clamp Does Not Engage | ACTIVE |  |  | PR
18611 | PR315 | Roll Issue | ACTIVE |  |  | PR
18610 | PR314 | Release Paper Issue | ACTIVE |  |  | PR
18609 | PR313 | Reduced Suction | ACTIVE |  |  | PR
18608 | PR312 | Reading/Trace Issue | ACTIVE |  |  | PR
18607 | PR311 | Radiopaque Issue | ACTIVE |  |  | PR
18606 | PR310 | Radiopacity Issue | ACTIVE |  |  | PR
18605 | PR309 | Radio-Opaque Issue | ACTIVE |  |  | PR
18604 | PR308 | Punch Defect | ACTIVE |  |  | PR
18603 | PR307 | Pump Settings Not Retained | ACTIVE |  |  | PR
18602 | PR306 | Pump Not Working - Unknown Issue | ACTIVE |  |  | PR
18601 | PR305 | Pump / Pole Clamp Separation | ACTIVE |  |  | PR
18600 | PR304 | Pump - Valve Shaft Issue | ACTIVE |  |  | PR
18599 | PR303 | Pump - Under / Over Deliver - within accuracy limit | ACTIVE |  |  | PR
18598 | PR302 | Pump - Under / Over Deliver - outside accuracy limit | ACTIVE |  |  | PR
18597 | PR301 | Pump - Thermal Issue | ACTIVE |  |  | PR
18596 | PR300 | Pump - Service Event - Routine | ACTIVE |  |  | PR
18595 | PR299 | Pump - Screen / Display Issue | ACTIVE |  |  | PR
18594 | PR298 | Pump - Rotor Issue | ACTIVE |  |  | PR
18593 | PR297 | Pump - Reverse Infusion Without Alarm | ACTIVE |  |  | PR
18592 | PR296 | Pump - Re-Certification Issue | ACTIVE |  |  | PR
18591 | PR295 | Pump - Power Issue | ACTIVE |  |  | PR
18590 | PR294 | Pump - Noise Issue | ACTIVE |  |  | PR
18589 | PR293 | Pump - No Audible Alarm | ACTIVE |  |  | PR
18588 | PR292 | Pump - Liquid Ingress | ACTIVE |  |  | PR
18587 | PR291 | Pump - Intermittent Power | ACTIVE |  |  | PR
18586 | PR290 | Pump - Gearbox / Rotor Rotates in Reverse manually or Unaided with Alarm | ACTIVE |  |  | PR
18585 | PR289 | Pump - Failure to Suspend at Feed Completion | ACTIVE |  |  | PR
18584 | PR288 | Pump - Failure to Alarm Occlusion | ACTIVE |  |  | PR
18583 | PR287 | Pump - Failure to Alarm at Feeding Completion | ACTIVE |  |  | PR
18582 | PR286 | Pump - Failure to Alarm | ACTIVE |  |  | PR
18581 | PR285 | Pump - Error Code | ACTIVE |  |  | PR
18580 | PR284 | Pump - Damaged Part | ACTIVE |  |  | PR
18579 | PR283 | Pump - Connector Issue | ACTIVE |  |  | PR
18578 | PR282 | Pump - Component Issue | ACTIVE |  |  | PR
18577 | PR281 | Pump - Burning Smell | ACTIVE |  |  | PR
18576 | PR280 | Probe Cover Issue | ACTIVE |  |  | PR
18575 | PR278 | Print Issue | ACTIVE |  |  | PR
18574 | PR277 | Pressure Issue | ACTIVE |  |  | PR
18573 | PR276 | Prefill Med/ Dead Space/ Air in Syringe Barrel | ACTIVE |  |  | PR
18572 | PR275 | Prefill Med / Wrong / Compromised Contents | ACTIVE |  |  | PR
18571 | PR274 | Prefill Fluid Issue | ACTIVE |  |  | PR
18570 | PR273 | Powers Up/Down By Itself | ACTIVE |  |  | PR
18569 | PR272 | Power Issue | ACTIVE |  |  | PR
18568 | PR271 | Power Cord Issue | ACTIVE |  |  | PR
18567 | PR270 | Power Cord - Missing / Broken Live Prong | ACTIVE |  |  | PR
18566 | PR269 | Power Cord - Exposed Copper Wire | ACTIVE |  |  | PR
18565 | PR268 | Power Adapter Issue | ACTIVE |  |  | PR
18564 | PR267 | Positioning Foam Issue | ACTIVE |  |  | PR
18563 | PR266 | Pole Clamp Issue | ACTIVE |  |  | PR
18562 | PR265 | Plunger Sticking | ACTIVE |  |  | PR
18561 | PR264 | Plunger Issue | ACTIVE |  |  | PR
18560 | PR263 | Perforation Defect | ACTIVE |  |  | PR
18559 | PR262 | PCB Board Issue | ACTIVE |  |  | PR
18558 | PR261 | Packaging/Pre-Expansion Issue | ACTIVE |  |  | PR
18557 | PR260 | Packaging Issue Related to Power Adapters | ACTIVE |  |  | PR
18556 | PR259 | Packaging Issue | ACTIVE |  |  | PR
18555 | PR257 | Out Of Box Failure | ACTIVE |  |  | PR
18554 | PR256 | Odor | ACTIVE |  |  | PR
18553 | PR255 | Occluded Ext. Set - Medication Port | ACTIVE |  |  | PR
18552 | PR254 | Occluded | ACTIVE |  |  | PR
18551 | PR253 | Noise Issue | ACTIVE |  |  | PR
18550 | PR252 | No Suction/Replogle Catheter | ACTIVE |  |  | PR
18549 | PR251 | No Suction / Diminished Suction | ACTIVE |  |  | PR
18548 | PR250 | No Suction | ACTIVE |  |  | PR
18547 | PR249 | No Priming | ACTIVE |  |  | PR
18546 | PR248 | No Identifiable Malfunction | ACTIVE |  |  | PR
18545 | PR246 | NJ Tube - Chipped Introducer | ACTIVE |  |  | PR
18544 | PR245 | Needle Issue | ACTIVE |  |  | PR
18543 | PR244 | Needle Detach when used on an Animal | ACTIVE |  |  | PR
18542 | PR243 | Needle Detach | ACTIVE |  |  | PR
18541 | PR241 | Needle Counter Issue | ACTIVE |  |  | PR
18540 | PR240 | Needle Cores Vial Membrane | ACTIVE |  |  | PR
18539 | PR239 | Needle Break When Used on an Animal | ACTIVE |  |  | PR
18538 | PR238 | Needle Break | ACTIVE |  |  | PR
18537 | PR236 | Missing or Damaged Labeling | ACTIVE |  |  | PR
18536 | PR235 | Missing / Inaccurate Graduation Marks | ACTIVE |  |  | PR
18535 | PR234 | Miscounts - Surgical Gauze | ACTIVE |  |  | PR
18534 | PR233 | Miscounts - Non Surgical | ACTIVE |  |  | PR
18533 | PR232 | Miscount | ACTIVE |  |  | PR
18532 | PR231 | Miscellaneous Issues | ACTIVE |  |  | PR
18531 | PR230 | Meatal Leaking | ACTIVE |  |  | PR
18530 | PR229 | Material Issue | ACTIVE |  |  | PR
18529 | PR228 | Marker Issue | ACTIVE |  |  | PR
18528 | PR227 | Marker Ink Leak | ACTIVE |  |  | PR
18527 | PR226 | Marker Detached Tip | ACTIVE |  |  | PR
18526 | PR225 | Magnetic Issue | ACTIVE |  |  | PR
18525 | PR224 | Luer/Connection Issue | ACTIVE |  |  | PR
18524 | PR223 | Luer Tip Break | ACTIVE |  |  | PR
18523 | PR222 | Luer Issue | ACTIVE |  |  | PR
18522 | PR221 | Luer Function Issue | ACTIVE |  |  | PR
18521 | PR220 | Lubricant Issue | ACTIVE |  |  | PR
18520 | PR219 | Low Puncture Force | ACTIVE |  |  | PR
18519 | PR218 | Loss of Adhesion - Defib Electrodes | ACTIVE |  |  | PR
18518 | PR217 | Loose Component | ACTIVE |  |  | PR
18517 | PR216 | Lite Handle/Glove Issue | ACTIVE |  |  | PR
18516 | PR215 | Lite Glove Too Tight With Tear | ACTIVE |  |  | PR
18515 | PR214 | Lite Glove Too Tight | ACTIVE |  |  | PR
18514 | PR213 | Lite Glove Tear | ACTIVE |  |  | PR
18513 | PR212 | Linting- Surgical Gauze | ACTIVE |  |  | PR
18512 | PR211 | Linting - Non Surgical | ACTIVE |  |  | PR
18511 | PR210 | Liner Tear / Break | ACTIVE |  |  | PR
18510 | PR209 | Liner Issue | ACTIVE |  |  | PR
18509 | PR208 | Lid Issue - Failure to Drop Sharp | ACTIVE |  |  | PR
18508 | PR207 | Lid Issue | ACTIVE |  |  | PR
18507 | PR206 | Lid Does Not Attach / Stay Attached | ACTIVE |  |  | PR
18506 | PR205 | Leaking - Ventilation Holes | ACTIVE |  |  | PR
18505 | PR204 | Leaking - Unknown Origin | ACTIVE |  |  | PR
18504 | PR199 | Leaking | ACTIVE |  |  | PR
18503 | PR197 | Leak in Water Seal Chamber | ACTIVE |  |  | PR
18502 | PR196 | Lead Set Issue | ACTIVE |  |  | PR
18501 | PR195 | Lap Sponge Radiopacity Inadequate | ACTIVE |  |  | PR
18500 | PR194 | Lap Sponge Linting / Fraying / Falling Apart | ACTIVE |  |  | PR
18499 | PR193 | Lap Sponge Issue | ACTIVE |  |  | PR
18498 | PR192 | Labeling Issue | ACTIVE |  |  | PR
18497 | PR191 | Kit component Issue | ACTIVE |  |  | PR
18496 | PR189 | Kinked Tubing | ACTIVE |  |  | PR
18495 | PR187 | Jamming | ACTIVE |  |  | PR
18494 | PR186 | IUPC Uterine Perforation | ACTIVE |  |  | PR
18493 | PR185 | IUPC Issue | ACTIVE |  |  | PR
18492 | PR184 | IUPC Extra Ovular Placement | ACTIVE |  |  | PR
18491 | PR183 | IUPC Difficulty Removing | ACTIVE |  |  | PR
18490 | PR182 | Irrigation Syringe Issue | ACTIVE |  |  | PR
18489 | PR181 | IRIS Tube Connection Issue | ACTIVE |  |  | PR
18488 | PR180 | IRIS Touch Screen Issue | ACTIVE |  |  | PR
18487 | PR179 | IRIS Thermal Issue | ACTIVE |  |  | PR
18486 | PR178 | IRIS Screen Freeze Issue | ACTIVE |  |  | PR
18485 | PR177 | IRIS Screen Blank | ACTIVE |  |  | PR
18484 | PR176 | IRIS Language Issue | ACTIVE |  |  | PR
18483 | PR175 | IRIS Image Quality Issue - Unknown Source | ACTIVE |  |  | PR
18482 | PR174 | IRIS Image Issue - Interface Cable | ACTIVE |  |  | PR
18481 | PR173 | IRIS Image Issue - Feeding Tube | ACTIVE |  |  | PR
18480 | PR172 | IRIS Image Issue - Console | ACTIVE |  |  | PR
18479 | PR171 | IRIS Error Message - Unknown Source | ACTIVE |  |  | PR
18478 | PR170 | IRIS Error Message - Interface Cable | ACTIVE |  |  | PR
18477 | PR169 | IRIS Error Message - Feeding Tube | ACTIVE |  |  | PR
18476 | PR168 | IRIS Error Message - Console | ACTIVE |  |  | PR
18475 | PR167 | Internal Seal Leaks | ACTIVE |  |  | PR
18474 | PR166 | Internal Retention Device Issue | ACTIVE |  |  | PR
18473 | PR165 | Insufficient Patient Support - Foam | ACTIVE |  |  | PR
18472 | PR164 | Inner Lumen Diameter Too Small | ACTIVE |  |  | PR
18471 | PR163 | Inflation Issue | ACTIVE |  |  | PR
18470 | PR162 | Incorrect Transfer of Energy | ACTIVE |  |  | PR
18469 | PR161 | Incorrect Priming | ACTIVE |  |  | PR
18468 | PR160 | Incorrect Eyelet Location | ACTIVE |  |  | PR
18467 | PR159 | Inadequate Radiopacity | ACTIVE |  |  | PR
18466 | PR158 | Inaccurate Readings | ACTIVE |  |  | PR
18465 | PR157 | Inability to Remove Trocar | ACTIVE |  |  | PR
18464 | PR156 | Improperly Records Settings - Pump | ACTIVE |  |  | PR
18463 | PR155 | Improperly Records History - Pump | ACTIVE |  |  | PR
18462 | PR2 | Improper Securement of Pad to Table | ACTIVE |  |  | PR
18461 | PR154 | Hypot Failure Issue | ACTIVE |  |  | PR
18460 | PR153 | Hydrocolloid Absorbency Issue | ACTIVE |  |  | PR
18459 | PR151 | Hub Issue | ACTIVE |  |  | PR
18458 | PR150 | Hub Discolored | ACTIVE |  |  | PR
18457 | PR149 | Housing is damaged-not customer misuse | ACTIVE |  |  | PR
18456 | PR148 | Hot/Cold Pack Issue | ACTIVE |  |  | PR
18455 | PR147 | Helix Tip Detach | ACTIVE |  |  | PR
18454 | PR146 | Heel Warmers - Temperature Too High | ACTIVE |  |  | PR
18453 | PR145 | Heat Seal Issue | ACTIVE |  |  | PR
18452 | PR144 | Hanger Hook Issue | ACTIVE |  |  | PR
18451 | PR143 | Glove Issue | ACTIVE |  |  | PR
18450 | PR142 | Gel Issue | ACTIVE |  |  | PR
18449 | PR141 | Gel Delamination - Defib Electrodes | ACTIVE |  |  | PR
18448 | PR140 | Fraying - Surgical Gauze | ACTIVE |  |  | PR
18447 | PR139 | Fraying | ACTIVE |  |  | PR
18446 | PR138 | Foot Cuff Issue | ACTIVE |  |  | PR
18445 | PR137 | Foil Tamper Seal Issue | ACTIVE |  |  | PR
18444 | PR136 | Flushing Issue | ACTIVE |  |  | PR
18443 | PR135 | Fluid Path / Needle Contamination | ACTIVE |  |  | PR
18442 | PR134 | Flow Issue - Post Restart With Pump Set | ACTIVE |  |  | PR
18441 | PR133 | Flash Issue | ACTIVE |  |  | PR
18440 | PR132 | Film Issue | ACTIVE |  |  | PR
18439 | PR131 | Filling Issue | ACTIVE |  |  | PR
18438 | PR130 | Feed and Flush Sets Reverse Feed | ACTIVE |  |  | PR
18437 | PR129 | Fault 2/3 | ACTIVE |  |  | PR
18436 | PR128 | False/inaccurate signal | ACTIVE |  |  | PR
18435 | PR127 | Falling Apart - Surgical Gauze | ACTIVE |  |  | PR
18434 | PR126 | Falling Apart - Non Surgical | ACTIVE |  |  | PR
18433 | PR125 | Falling Apart | ACTIVE |  |  | PR
18432 | PR124 | Failure to Pace | ACTIVE |  |  | PR
18431 | PR123 | Failure to Aspirate Gastric Fluids | ACTIVE |  |  | PR
18430 | PR122 | Failure Out Of Box (FOOB) | ACTIVE |  |  | PR
18429 | PR121 | Failed to Deliver Shock | ACTIVE |  |  | PR
18428 | PR120 | Failed Motor Speed Test | ACTIVE |  |  | PR
18427 | PR119 | Failed Flow Sensor Test | ACTIVE |  |  | PR
18426 | PR118 | External Seal Leaks | ACTIVE |  |  | PR
18425 | PR117 | Exposed Copper Wire / Power Cord | ACTIVE |  |  | PR
18424 | PR116 | Expansion Issue | ACTIVE |  |  | PR
18423 | PR115 | Error Code Issue | ACTIVE |  |  | PR
18422 | PR114 | Error Code - Pump Set | ACTIVE |  |  | PR
18421 | PR113 | Error 1 | ACTIVE |  |  | PR
18420 | PR112 | Epoxy Issue | ACTIVE |  |  | PR
18419 | PR111 | Electrical short/Drains batt not due to liquid ing | ACTIVE |  |  | PR
18418 | PR110 | Elasticity Issue | ACTIVE |  |  | PR
18417 | PR109 | Eject button Function is bad | ACTIVE |  |  | PR
18416 | PR108 | Dull Needle | ACTIVE |  |  | PR
18415 | PR107 | Dry | ACTIVE |  |  | PR
18414 | PR106 | Drainage Issue | ACTIVE |  |  | PR
18413 | PR105 | Drain Spout /Slashguard Issue | ACTIVE |  |  | PR
18412 | PR104 | Door Fails To Function | ACTIVE |  |  | PR
18411 | PR103 | Display Issue With Legible Screen | ACTIVE |  |  | PR
18410 | PR102 | Display Issue | ACTIVE |  |  | PR
18409 | PR100 | Discolored Barrel or Barrel Not Translucent | ACTIVE |  |  | PR
18408 | PR99 | Discolored | ACTIVE |  |  | PR
18407 | PR98 | Diminished Flow | ACTIVE |  |  | PR
18406 | PR97 | Dimension Issue | ACTIVE |  |  | PR
18405 | PR96 | Difficult to Remove Stylet | ACTIVE |  |  | PR
18404 | PR95 | Difficult to Remove / Insert Trocar Into Catheter | ACTIVE |  |  | PR
18403 | PR94 | Device Failure - Stoma Closed | ACTIVE |  |  | PR
18402 | PR93 | Detached Hose / Tubing | ACTIVE |  |  | PR
18401 | PR92 | Detached Component of Suction Catheter | ACTIVE |  |  | PR
18400 | PR88 | Detached Component | ACTIVE |  |  | PR
18399 | PR87 | Detached Applicator Tip | ACTIVE |  |  | PR
18398 | PR86 | Depth Marking Issue | ACTIVE |  |  | PR
18397 | PR85 | Dental/Vet Misc | ACTIVE |  |  | PR
18396 | PR84 | Deflated Balloon | ACTIVE |  |  | PR
18395 | PR83 | Defib Wire Issue / Detach | ACTIVE |  |  | PR
18394 | PR82 | Defib Lead Can't Connect to Snap | ACTIVE |  |  | PR
18393 | PR81 | Defib - No Signal | ACTIVE |  |  | PR
18392 | PR80 | Damaged Part | ACTIVE |  |  | PR
18391 | PR79 | Cut Off Center | ACTIVE |  |  | PR
18390 | PR78 | Cracked Container | ACTIVE |  |  | PR
18389 | PR77 | Cracked Barrel | ACTIVE |  |  | PR
18388 | PR76 | Cracked | ACTIVE |  |  | PR
18387 | PR75 | Cosmetic Issue | ACTIVE |  |  | PR
18386 | PR74 | Controller Issue | ACTIVE |  |  | PR
18385 | PR73 | Contamination | ACTIVE |  |  | PR
18384 | PR72 | Container Issue | ACTIVE |  |  | PR
18383 | PR71 | Connector Issue - Set | ACTIVE |  |  | PR
18382 | PR70 | Connector/Adapter Issue | ACTIVE |  |  | PR
18381 | PR69 | Connection Issue with Defib Electrodes | ACTIVE |  |  | PR
18380 | PR68 | Connection Issue | ACTIVE |  |  | PR
18379 | PR67 | Component missing from PCB | ACTIVE |  |  | PR
18378 | PR66 | Compliance Meter Issue | ACTIVE |  |  | PR
18377 | PR65 | Collection Chamber Issue | ACTIVE |  |  | PR
18376 | PR64 | CO2 Detector - False Yellow | ACTIVE |  |  | PR
18375 | PR63 | CO2 Detector - False Purple | ACTIVE |  |  | PR
18374 | PR62 | Clamp Not Tightening-Gomco | ACTIVE |  |  | PR
18373 | PR61 | Clamp Issue | ACTIVE |  |  | PR
18372 | PR60 | Chemo Pin Contamination | ACTIVE |  |  | PR
18371 | PR59 | Chemo Drug Permeation | ACTIVE |  |  | PR
18370 | PR58 | Checker-Calibrator Connector Bad- not customer mis | ACTIVE |  |  | PR
18369 | PR57 | Chamber Base Issue | ACTIVE |  |  | PR
18368 | PR56 | CDU Tubing Sleeve Detached | ACTIVE |  |  | PR
18367 | PR55 | CDU Kinked Tubing | ACTIVE |  |  | PR
18366 | PR54 | Catheter Valve Issue | ACTIVE |  |  | PR
18365 | PR53 | Catheter Tip Detach | ACTIVE |  |  | PR
18364 | PR52 | Catheter Splits / Separates / Breaks | ACTIVE |  |  | PR
18363 | PR51 | Catheter Issue | ACTIVE |  |  | PR
18362 | PR50 | Catheter Dimension Issue | ACTIVE |  |  | PR
18361 | PR49 | Catheter Detachment | ACTIVE |  |  | PR
18360 | PR48 | Catheter Collapse | ACTIVE |  |  | PR
18359 | PR47 | Cart Issue | ACTIVE |  |  | PR
18358 | PR46 | Cardio Thoracic Catheter Detached Component | ACTIVE |  |  | PR
18357 | PR45 | Cannot Connect to Hub | ACTIVE |  |  | PR
18356 | PR44 | Calibration Required within calibration interval | ACTIVE |  |  | PR
18355 | PR43 | Calibration not possible | ACTIVE |  |  | PR
18354 | PR42 | Calibration Checker Issue | ACTIVE |  |  | PR
18353 | PR41 | Cable Issue | ACTIVE |  |  | PR
18352 | PR40 | C/F, Scan, Timer button is bad | ACTIVE |  |  | PR
18351 | PR39 | Burst | ACTIVE |  |  | PR
18350 | PR38 | Broken Component | ACTIVE |  |  | PR
18349 | PR37 | Broken Battery Clip-not customer misuse | ACTIVE |  |  | PR
18348 | PR36 | Breakage | ACTIVE |  |  | PR
18347 | PR35 | Bone Marrow Needle Stylet Handle Break/Detach | ACTIVE |  |  | PR
18346 | PR34 | Bone Marrow Needle Issue | ACTIVE |  |  | PR
18344 | PR33 | Bolster Detachment | ACTIVE |  |  | PR
18343 | PR32 | Blood (Rubber)Valve | ACTIVE |  |  | PR
18342 | PR31 | Blocked Eyeholes or Lumen | ACTIVE |  |  | PR
18341 | PR30 | Blank screen/No power not due to liquid ingress | ACTIVE |  |  | PR
18340 | PR29 | Bent Needle | ACTIVE |  |  | PR
18339 | PR28 | Belt Issue | ACTIVE |  |  | PR
18338 | PR27 | Bed Hook Issue | ACTIVE |  |  | PR
18337 | PR26 | Battery/Charger Issue | ACTIVE |  |  | PR
18336 | PR25 | Battery door - screw-not customer misuse | ACTIVE |  |  | PR
18335 | PR24 | Base is damaged-not customer misuse | ACTIVE |  |  | PR
18334 | PR23 | Barrel does not seal with plunger | ACTIVE |  |  | PR
18333 | PR22 | Barb on Fetal Scalp Electrode | ACTIVE |  |  | PR
18332 | PR21 | Balloon Will Not Deflate Partial or Full | ACTIVE |  |  | PR
18331 | PR20 | Bag Issue | ACTIVE |  |  | PR
18330 | PR19 | Backpack Issue | ACTIVE |  |  | PR
18329 | PR18 | Backing Issue | ACTIVE |  |  | PR
18328 | PR17 | Asymmetrical Balloon | ACTIVE |  |  | PR
18327 | PR16 | Assembly Issue | ACTIVE |  |  | PR
18326 | PR15 | ARV Issue | ACTIVE |  |  | PR
18325 | PR14 | Applicator Issue | ACTIVE |  |  | PR
18324 | PR13 | Alarm Issue | ACTIVE |  |  | PR
18323 | PR12 | Air Introduced Into Fluids | ACTIVE |  |  | PR
18322 | PR11 | Air in Line With Pump Set | ACTIVE |  |  | PR
18321 | PR10 | Adhesive Issue | ACTIVE |  |  | PR
18320 | PR9 | Adhesion Issue | ACTIVE |  |  | PR
18319 | PR8 | Additive Issue | ACTIVE |  |  | PR
18318 | PR7 | Adapter Plug Issue | ACTIVE |  |  | PR
18317 | PR6 | Adapter Leak | ACTIVE |  |  | PR
18315 | PR4 | Activation Issue | ACTIVE |  |  | PR
18314 | PR3 | Absorbency Issue | ACTIVE |  |  | PR
18312 | X-RAY LINE PROBLEM | X-RAY LINE PROBLEM | ACTIVE |  |  | PR
18311 | WRONG SIZE | WRONG SIZE | ACTIVE |  |  | PR
18310 | WOVEN CONSTRUCTION NOT TO SPECIFICATION | WOVEN CONSTRUCTION NOT TO SPECIFICATION | ACTIVE |  |  | PR
18309 | WOUND INCORRECTLY | WOUND INCORRECTLY | ACTIVE |  |  | PR
18308 | WOOD | WOOD | ACTIVE |  |  | PR
18307 | WON'T TURN OFF | WON'T TURN OFF | ACTIVE |  |  | PR
18306 | WIRE SEPARATION FROM PAD | WIRE SEPARATION FROM PAD | ACTIVE |  |  | PR
18305 | WIRE DAMAGED | WIRE DAMAGED | ACTIVE |  |  | PR
18304 | WIRE CORROSION | WIRE CORROSION | ACTIVE |  |  | PR
18303 | WIRE CONNECTION LOOSE | WIRE CONNECTION LOOSE | ACTIVE |  |  | PR
18302 | WILL NOT INFLATE | WILL NOT INFLATE | ACTIVE |  |  | PR
18301 | WETNESS INDICATOR HOT MELT MISSING | WETNESS INDICATOR HOT MELT MISSING | ACTIVE |  |  | PR
18300 | WET SYRINGE | WET SYRINGE | ACTIVE |  |  | PR
18299 | WELD LOW | WELD LOW | ACTIVE |  |  | PR
18298 | WELD LEAK - WELD PEELING OPEN | WELD LEAK - WELD PEELING OPEN | ACTIVE |  |  | PR
18297 | WELD ISSUE | WELD ISSUE | ACTIVE |  |  | PR
18296 | WATER | WATER | ACTIVE |  |  | PR
18295 | WARPED LIDS | WARPED LIDS | ACTIVE |  |  | PR
18294 | WARPED CONTAINERS | WARPED CONTAINERS | ACTIVE |  |  | PR
18293 | WAISTBAND ISSUE | WAISTBAND ISSUE | ACTIVE |  |  | PR
18292 | VISCOSITY | VISCOSITY | ACTIVE |  |  | PR
18291 | VENT HOLE FAILURE/LEAK | VENT HOLE FAILURE/LEAK | ACTIVE |  |  | PR
18290 | VELCRO TOO TIGHT | VELCRO TOO TIGHT | ACTIVE |  |  | PR
18289 | VELCRO NOT STICKING | VELCRO NOT STICKING | ACTIVE |  |  | PR
18288 | VELCRO BREAKS | VELCRO BREAKS | ACTIVE |  |  | PR
18287 | VALVE STEM LEAKS | VALVE STEM LEAKS | ACTIVE |  |  | PR
18286 | VALVE LOOSE | VALVE LOOSE | ACTIVE |  |  | PR
18285 | VALVE FELL OFF | VALVE FELL OFF | ACTIVE |  |  | PR
18284 | VALVE DETACHING | VALVE DETACHING | ACTIVE |  |  | PR
18283 | VALVE CRACKED | VALVE CRACKED | ACTIVE |  |  | PR
18282 | VACUUM CONTROL PROBLEM | VACUUM CONTROL PROBLEM | ACTIVE |  |  | PR
18281 | URINE LEAKS AROUND BALLOON | URINE LEAKS AROUND BALLOON | ACTIVE |  |  | PR
18280 | UNUSUAL EVENT | UNUSUAL EVENT | ACTIVE |  |  | PR
18279 | UNSEATED STOPPER | UNSEATED STOPPER | ACTIVE |  |  | PR
18278 | UNPROMPTED RESET | UNPROMPTED RESET | ACTIVE |  |  | PR
18277 | UNIDENTIFIED OBJECT IN FLUID PATH | UNIDENTIFIED OBJECT IN FLUID PATH | ACTIVE |  |  | PR
18276 | UNIDENTIFIED OBJECT | UNIDENTIFIED OBJECT | ACTIVE |  |  | PR
18275 | UNIDENTIFIED MATTER | UNIDENTIFIED MATTER | ACTIVE |  |  | PR
18274 | UNIDENTIFIED LIQUID | UNIDENTIFIED LIQUID | ACTIVE |  |  | PR
18273 | UNIDENTIFIED EMBEDDED MATTER | UNIDENTIFIED EMBEDDED MATTER | ACTIVE |  |  | PR
18272 | UNEVEN/BUNCHED FILLING | UNEVEN/BUNCHED FILLING | ACTIVE |  |  | PR
18271 | UNABLE TO PACE | UNABLE TO PACE | ACTIVE |  |  | PR
18270 | TUNNELER ISSUE | TUNNELER ISSUE | ACTIVE |  |  | PR
18269 | TUBING STIFF | TUBING STIFF | ACTIVE |  |  | PR
18268 | TUBING SPLIT | TUBING SPLIT | ACTIVE |  |  | PR
18267 | TUBING OCCLUDED | TUBING OCCLUDED | ACTIVE |  |  | PR
18266 | TUBING LEAKED | TUBING LEAKED | ACTIVE |  |  | PR
18265 | TUBING ISSUE | TUBING ISSUE | ACTIVE |  |  | PR
18264 | TUBING DISCONNECTS FROM THE BAG | TUBING DISCONNECTS FROM THE BAG | ACTIVE |  |  | PR
18263 | TUBING DISCONNECTED FROM UNIT | TUBING DISCONNECTED FROM UNIT | ACTIVE |  |  | PR
18262 | TUBING DISCONNECTED FROM SLEEVE | TUBING DISCONNECTED FROM SLEEVE | ACTIVE |  |  | PR
18261 | TUBES STICK TOGETHER | TUBES STICK TOGETHER | ACTIVE |  |  | PR
18260 | TUBE/WELD JUNCTION LEAK | TUBE/WELD JUNCTION LEAK | ACTIVE |  |  | PR
18259 | TUBE SEPARATING FROM BAG | TUBE SEPARATING FROM BAG | ACTIVE |  |  | PR
18258 | TUBE DETACHING | TUBE DETACHING | ACTIVE |  |  | PR
18257 | TRANSPORTATION COMPANY ISSUE | TRANSPORTATION COMPANY ISSUE | ACTIVE |  |  | PR
18256 | TRANSFER OF LABEL | TRANSFER OF LABEL | ACTIVE |  |  | PR
18255 | TRACING ISSUE | TRACING ISSUE | ACTIVE |  |  | PR
18254 | T-PILE DAMAGED | T-PILE DAMAGED | ACTIVE |  |  | PR
18253 | TOP ELASTIC BAND TOO TIGHT | TOP ELASTIC BAND TOO TIGHT | ACTIVE |  |  | PR
18252 | TOP ELASTIC BAND TOO LOOSE | TOP ELASTIC BAND TOO LOOSE | ACTIVE |  |  | PR
18251 | TOO MUCH ADHESIVE | TOO MUCH ADHESIVE | ACTIVE |  |  | PR
18250 | TOO LITTLE ADHESIVE | TOO LITTLE ADHESIVE | ACTIVE |  |  | PR
18249 | TIP FALLING OFF | TIP FALLING OFF | ACTIVE |  |  | PR
18248 | THERMOMETRY | THERMOMETRY | ACTIVE |  |  | PR
18247 | THEMOMETRY OTHER | THEMOMETRY OTHER | ACTIVE |  |  | PR
18246 | TEXTURE ISSUE | TEXTURE ISSUE | ACTIVE |  |  | PR
18245 | TEXT WRONG DIMENSION | TEXT WRONG DIMENSION | ACTIVE |  |  | PR
18244 | TENS UNIT NOT WORKING | TENS UNIT NOT WORKING | ACTIVE |  |  | PR
18243 | TEMPERATURE SENSOR DETACHED | TEMPERATURE SENSOR DETACHED | ACTIVE |  |  | PR
18242 | TEAR | TEAR | ACTIVE |  |  | PR
18241 | TAPE TABS WON'T OPEN | TAPE TABS WON'T OPEN | ACTIVE |  |  | PR
18240 | TAPE TABS MISSING | TAPE TABS MISSING | ACTIVE |  |  | PR
18239 | TAPE TAB Y BOND MISSING | TAPE TAB Y BOND MISSING | ACTIVE |  |  | PR
18238 | TAPE TAB STUCK TO BRIEF | TAPE TAB STUCK TO BRIEF | ACTIVE |  |  | PR
18237 | TAPE TAB PULLS OFF | TAPE TAB PULLS OFF | ACTIVE |  |  | PR
18236 | TAPE TAB DIFFERENT SIZES | TAPE TAB DIFFERENT SIZES | ACTIVE |  |  | PR
18235 | TAPE TAB CROOKED | TAPE TAB CROOKED | ACTIVE |  |  | PR
18234 | TAPE TAB BENT | TAPE TAB BENT | ACTIVE |  |  | PR
18233 | TAPE SHREDDING | TAPE SHREDDING | ACTIVE |  |  | PR
18232 | TAPE ISSUE | TAPE ISSUE | ACTIVE |  |  | PR
18231 | TAPE | TAPE | ACTIVE |  |  | PR
18230 | TABS TEAR PRODUCT | TABS TEAR PRODUCT | ACTIVE |  |  | PR
18229 | TABS BREAKING OFF | TABS BREAKING OFF | ACTIVE |  |  | PR
18228 | TAB ISSUE | TAB ISSUE | ACTIVE |  |  | PR
18227 | SYRINGE/VALVE FIT PROBLEM | SYRINGE/VALVE FIT PROBLEM | ACTIVE |  |  | PR
18226 | SYRINGE TIP DEFECT | SYRINGE TIP DEFECT | ACTIVE |  |  | PR
18225 | SYRINGE LEAKING | SYRINGE LEAKING | ACTIVE |  |  | PR
18224 | SYRINGE BREAKS | SYRINGE BREAKS | ACTIVE |  |  | PR
18223 | SUTURE WING DISCONNECTED | SUTURE WING DISCONNECTED | ACTIVE |  |  | PR
18222 | SUTURE WING BENT | SUTURE WING BENT | ACTIVE |  |  | PR
18221 | SUCTION DIAL DEFECT | SUCTION DIAL DEFECT | ACTIVE |  |  | PR
18220 | STYLET ISSUE | STYLET ISSUE | ACTIVE |  |  | PR
18219 | STYLET DIFFICULTY | STYLET DIFFICULTY | ACTIVE |  |  | PR
18218 | STYLET - BENT | STYLET - BENT | ACTIVE |  |  | PR
18217 | STUCK TO PACKAGE | STUCK TO PACKAGE | ACTIVE |  |  | PR
18216 | STRAW DISCONNECTION | STRAW DISCONNECTION | ACTIVE |  |  | PR
18215 | STRAIGHT MOSQUITO CLAMP WILL NOT HOLD | STRAIGHT MOSQUITO CLAMP WILL NOT HOLD | ACTIVE |  |  | PR
18214 | STOPCOCK DEFECTIVE | STOPCOCK DEFECTIVE | ACTIVE |  |  | PR
18213 | STIFF CATHETER | STIFF CATHETER | ACTIVE |  |  | PR
18212 | STICKY CATHETER | STICKY CATHETER | ACTIVE |  |  | PR
18211 | STERILIZATION ISSUE | STERILIZATION ISSUE | ACTIVE |  |  | PR
18210 | STAIN ISSUE | STAIN ISSUE | ACTIVE |  |  | PR
18209 | SPOTS | SPOTS | ACTIVE |  |  | PR
18208 | SPORADIC TRACINGS | SPORADIC TRACINGS | ACTIVE |  |  | PR
18207 | SPONGE DISCOLORED | SPONGE DISCOLORED | ACTIVE |  |  | PR
18206 | SPONGE COUNT TOO MANY | SPONGE COUNT TOO MANY | ACTIVE |  |  | PR
18205 | SPONGE COUNT SHORT | SPONGE COUNT SHORT | ACTIVE |  |  | PR
18204 | SPLIT/TEAR | SPLIT/TEAR | ACTIVE |  |  | PR
18203 | SPLIT TUBING | SPLIT TUBING | ACTIVE |  |  | PR
18202 | SPLIT CATHETER | SPLIT CATHETER | ACTIVE |  |  | PR
18201 | SPLICE TIE KNOT | SPLICE TIE KNOT | ACTIVE |  |  | PR
18200 | SPLASHGUARD WILL NOT CLOSE | SPLASHGUARD WILL NOT CLOSE | ACTIVE |  |  | PR
18199 | SPLASHGUARD DRAINAGE PROBLEM | SPLASHGUARD DRAINAGE PROBLEM | ACTIVE |  |  | PR
18198 | SPLASHGUARD BREAKING | SPLASHGUARD BREAKING | ACTIVE |  |  | PR
18197 | SPECIMEN STUCK IN NEEDLE | SPECIMEN STUCK IN NEEDLE | ACTIVE |  |  | PR
18196 | SPECIMEN CONTAINER LEAKS | SPECIMEN CONTAINER LEAKS | ACTIVE |  |  | PR
18195 | SPEAKER IS BAD | SPEAKER IS BAD | ACTIVE |  |  | PR
18194 | SNAP PULL THROUGH | SNAP PULL THROUGH | ACTIVE |  |  | PR
18193 | SNAP NOT CENTERED | SNAP NOT CENTERED | ACTIVE |  |  | PR
18192 | SNAP DETACHED | SNAP DETACHED | ACTIVE |  |  | PR
18191 | SLOPPY SEALS | SLOPPY SEALS | ACTIVE |  |  | PR
18190 | SLEEVE TOO SMALL/TIGHT | SLEEVE TOO SMALL/TIGHT | ACTIVE |  |  | PR
18189 | SLEEVE TOO BIG/LOOSE | SLEEVE TOO BIG/LOOSE | ACTIVE |  |  | PR
18188 | SKIN MARKERS DRIED OUT | SKIN MARKERS DRIED OUT | ACTIVE |  |  | PR
18187 | SKIN MARKER WILL NOT FADE | SKIN MARKER WILL NOT FADE | ACTIVE |  |  | PR
18186 | SKIN IRRITATION FROM PAD / PRODUCT | SKIN IRRITATION FROM PAD / PRODUCT | ACTIVE |  |  | PR
18185 | SKIN IRRITATION FROM ADHESIVE | SKIN IRRITATION FROM ADHESIVE | ACTIVE |  |  | PR
18184 | SIZING DIFFICULTY - FIT | SIZING DIFFICULTY - FIT | ACTIVE |  |  | PR
18183 | SIZING DIFFICULTY | SIZING DIFFICULTY | ACTIVE |  |  | PR
18182 | SHRINKING | SHRINKING | ACTIVE |  |  | PR
18181 | SHOCK UNDELIVERABLE | SHOCK UNDELIVERABLE | ACTIVE |  |  | PR
18180 | SHIFTED BASELINE | SHIFTED BASELINE | ACTIVE |  |  | PR
18179 | SHEATH DETACHED FROM NEEDLE | SHEATH DETACHED FROM NEEDLE | ACTIVE |  |  | PR
18178 | SEWING PROCESS | SEWING PROCESS | ACTIVE |  |  | PR
18177 | SEPARATION OF TUBING FROM SAMPLE PORT | SEPARATION OF TUBING FROM SAMPLE PORT | ACTIVE |  |  | PR
18176 | SEPARATION OF TUBING FROM INLET PORT | SEPARATION OF TUBING FROM INLET PORT | ACTIVE |  |  | PR
18175 | SEPARATION OF TUBING FROM CATHETER | SEPARATION OF TUBING FROM CATHETER | ACTIVE |  |  | PR
18174 | SEPARATED INTERNALLY | SEPARATED INTERNALLY | ACTIVE |  |  | PR
18173 | SEAMS NOT SEALED | SEAMS NOT SEALED | ACTIVE |  |  | PR
18172 | SEALING/BETA CAP PLACEMENT DIFFICULTY | SEALING/BETA CAP PLACEMENT DIFFICULTY | ACTIVE |  |  | PR
18171 | SEALING/BETA CAP CRACKED | SEALING/BETA CAP CRACKED | ACTIVE |  |  | PR
18170 | SEALER DAMAGE | SEALER DAMAGE | ACTIVE |  |  | PR
18169 | SEALANT INADEQUATE | SEALANT INADEQUATE | ACTIVE |  |  | PR
18168 | SANDPAPER | SANDPAPER | ACTIVE |  |  | PR
18167 | SAFETY SHIELD DEFECT | SAFETY SHIELD DEFECT | ACTIVE |  |  | PR
18166 | RUNS/HOLES | RUNS/HOLES | ACTIVE |  |  | PR
18165 | RUN/HOLE IN MATERIAL | RUN/HOLE IN MATERIAL | ACTIVE |  |  | PR
18164 | RUBBER VALVE LEAKS | RUBBER VALVE LEAKS | ACTIVE |  |  | PR
18163 | ROUTINE SERVICE | ROUTINE SERVICE | ACTIVE |  |  | PR
18162 | ROTOR ISSUE | ROTOR ISSUE | ACTIVE |  |  | PR
18161 | ROLLS NOT PROPERLY CUT | ROLLS NOT PROPERLY CUT | ACTIVE |  |  | PR
18160 | REVERSED EXTENSIONS | REVERSED EXTENSIONS | ACTIVE |  |  | PR
18159 | RETAINS COIL MEMORY | RETAINS COIL MEMORY | ACTIVE |  |  | PR
18158 | RETAINER RING DETACHED | RETAINER RING DETACHED | ACTIVE |  |  | PR
18157 | RESIDUAL PRODUCT COMPONENTS | RESIDUAL PRODUCT COMPONENTS | ACTIVE |  |  | PR
18156 | RELEASE TAPE MISSING | RELEASE TAPE MISSING | ACTIVE |  |  | PR
18155 | RAW EDGES | RAW EDGES | ACTIVE |  |  | PR
18154 | QUESTION STERILITY | QUESTION STERILITY | ACTIVE |  |  | PR
18153 | PVP LUBRICANT LEAKAGE | PVP LUBRICANT LEAKAGE | ACTIVE |  |  | PR
18152 | PVP LUBRICANT EMPTY | PVP LUBRICANT EMPTY | ACTIVE |  |  | PR
18151 | PVP LUBRICANT DRY | PVP LUBRICANT DRY | ACTIVE |  |  | PR
18150 | PUNCH DEFECT | PUNCH DEFECT | ACTIVE |  |  | PR
18149 | PUMP OVER HEATED | PUMP OVER HEATED | ACTIVE |  |  | PR
18148 | PUMP OVER DELIVERED | PUMP OVER DELIVERED | ACTIVE |  |  | PR
18147 | PUMP ISSUE | PUMP ISSUE | ACTIVE |  |  | PR
18146 | PULL APART SHEATH DEFECT | PULL APART SHEATH DEFECT | ACTIVE |  |  | PR
18145 | PRODUCT WILL NOT UNWIND | PRODUCT WILL NOT UNWIND | ACTIVE |  |  | PR
18144 | PRODUCT TEARS | PRODUCT TEARS | ACTIVE |  |  | PR
18143 | PRODUCT STUCK TOGETHER | PRODUCT STUCK TOGETHER | ACTIVE |  |  | PR
18142 | PROBLEM WITH TEXTURE OF CATHETER | PROBLEM WITH TEXTURE OF CATHETER | ACTIVE |  |  | PR
18141 | PROBLEM WITH TEMPERATURE SENSING | PROBLEM WITH TEMPERATURE SENSING | ACTIVE |  |  | PR
18140 | PROBLEM WITH RELEASE PAPER | PROBLEM WITH RELEASE PAPER | ACTIVE |  |  | PR
18139 | PROBE TIP MISSING | PROBE TIP MISSING | ACTIVE |  |  | PR
18138 | PROBE TIP DENTED OR DAMAGED | PROBE TIP DENTED OR DAMAGED | ACTIVE |  |  | PR
18137 | PROBE COVER NOT ATTACHING TO PROBE | PROBE COVER NOT ATTACHING TO PROBE | ACTIVE |  |  | PR
18136 | PRINT ISSUE | PRINT ISSUE | ACTIVE |  |  | PR
18135 | PRIMING ISSUE | PRIMING ISSUE | ACTIVE |  |  | PR
18134 | PREVENTATIVE MAINTENANCE | PREVENTATIVE MAINTENANCE | ACTIVE |  |  | PR
18133 | PREMATURE DEFLATION | PREMATURE DEFLATION | ACTIVE |  |  | PR
18132 | PRE-ACTIVATED | PRE-ACTIVATED | ACTIVE |  |  | PR
18131 | POWER-UP FAILURE | POWER-UP FAILURE | ACTIVE |  |  | PR
18130 | POWERS UP/DOWN BY ITSELF | POWERS UP/DOWN BY ITSELF | ACTIVE |  |  | PR
18129 | POWDER | POWDER | ACTIVE |  |  | PR
18128 | POP-UP BASIN TOO SMALL | POP-UP BASIN TOO SMALL | ACTIVE |  |  | PR
18127 | POOR SIGNAL | POOR SIGNAL | ACTIVE |  |  | PR
18126 | POOR PRINT | POOR PRINT | ACTIVE |  |  | PR
18125 | POOR IMAGE QUALITY HALOS | POOR IMAGE QUALITY HALOS | ACTIVE |  |  | PR
18124 | POOR IMAGE QUALITY BLURRY | POOR IMAGE QUALITY BLURRY | ACTIVE |  |  | PR
18123 | POOR FLUFF DISTRIBUTION | POOR FLUFF DISTRIBUTION | ACTIVE |  |  | PR
18122 | POOR FINAL KNIFE CUT | POOR FINAL KNIFE CUT | ACTIVE |  |  | PR
18121 | PLUNGER TIP SEPARATES | PLUNGER TIP SEPARATES | ACTIVE |  |  | PR
18120 | PLUNGER TIGHT ACTION | PLUNGER TIGHT ACTION | ACTIVE |  |  | PR
18119 | PLUNGER NO STOP | PLUNGER NO STOP | ACTIVE |  |  | PR
18118 | PLUNGER LEAKS | PLUNGER LEAKS | ACTIVE |  |  | PR
18117 | PLUNGER BROKE | PLUNGER BROKE | ACTIVE |  |  | PR
18116 | PLUNGER BENT | PLUNGER BENT | ACTIVE |  |  | PR
18115 | PIN HOLE(S) | PIN HOLE(S) | ACTIVE |  |  | PR
18114 | PIN CONNECTION | PIN CONNECTION | ACTIVE |  |  | PR
18113 | PICKING ERROR | PICKING ERROR | ACTIVE |  |  | PR
18112 | PHASING ISSUE | PHASING ISSUE | ACTIVE |  |  | PR
18111 | PERFORATION PLACEMENT INCORRECT | PERFORATION PLACEMENT INCORRECT | ACTIVE |  |  | PR
18110 | PERFORATION OF PACKAGE WILL NOT TEAR | PERFORATION OF PACKAGE WILL NOT TEAR | ACTIVE |  |  | PR
18109 | PERFORATED VESSEL | PERFORATED VESSEL | ACTIVE |  |  | PR
18108 | PEELING STRIP COMING OFF | PEELING STRIP COMING OFF | ACTIVE |  |  | PR
18107 | PCBA ISSUE | PCBA ISSUE | ACTIVE |  |  | PR
18106 | PARTIAL DEFLATION | PARTIAL DEFLATION | ACTIVE |  |  | PR
18105 | PAPER WIDTH OUT OF SPEC | PAPER WIDTH OUT OF SPEC | ACTIVE |  |  | PR
18104 | PAPER TOO THIN | PAPER TOO THIN | ACTIVE |  |  | PR
18103 | PAD STUCK IN SEAL | PAD STUCK IN SEAL | ACTIVE |  |  | PR
18102 | PACKAGING ISSUE | PACKAGING ISSUE | ACTIVE |  |  | ALL
18101 | PACKAGING FILTER | PACKAGING FILTER | ACTIVE |  |  | PR
18100 | PACKAGED WRONG PRODUCT | PACKAGED WRONG PRODUCT | ACTIVE |  |  | PR
18099 | PACKAGE WRONG COMPONENTS | PACKAGE WRONG COMPONENTS | ACTIVE |  |  | PR
18098 | PACKAGE POORLY PACKED | PACKAGE POORLY PACKED | ACTIVE |  |  | PR
18097 | PACKAGE COMPONENTS INCORRECTLY | PACKAGE COMPONENTS INCORRECTLY | ACTIVE |  |  | PR
18096 | OVERLAY TOUCH PANEL FAULTY | OVERLAY TOUCH PANEL FAULTY | ACTIVE |  |  | PR
18095 | OVERLAY ISSUE | OVERLAY ISSUE | ACTIVE |  |  | PR
18094 | OPEN SIDE SEAL | OPEN SIDE SEAL | ACTIVE |  |  | PR
18093 | OPEN SEAL- PAPER ALIGNMENT | OPEN SEAL- PAPER ALIGNMENT | ACTIVE |  |  | PR
18092 | OPEN END SEAL | OPEN END SEAL | ACTIVE |  |  | PR
18091 | ODOR IN PACKAGE | ODOR IN PACKAGE | ACTIVE |  |  | PR
18090 | OCCLUDED NEEDLE | OCCLUDED NEEDLE | ACTIVE |  |  | PR
18089 | NUMBERS NOT SEQUENTIAL | NUMBERS NOT SEQUENTIAL | ACTIVE |  |  | PR
18088 | NOT VACUUMED SEALED | NOT VACUUMED SEALED | ACTIVE |  |  | PR
18087 | NOT ABSORBENT ENOUGH | NOT ABSORBENT ENOUGH | ACTIVE |  |  | PR
18086 | NOSE LEAKS | NOSE LEAKS | ACTIVE |  |  | PR
18085 | NON-FUNTIONAL CART | NON-FUNTIONAL CART | ACTIVE |  |  | PR
18084 | NON-DEFLATION | NON-DEFLATION | ACTIVE |  |  | PR
18083 | NO TRACING | NO TRACING | ACTIVE |  |  | PR
18082 | NO TRACE | NO TRACE | ACTIVE |  |  | PR
18081 | NO TIPS ON MARKERS | NO TIPS ON MARKERS | ACTIVE |  |  | PR
18080 | NO PROBLEM FOUND | NO PROBLEM FOUND | ACTIVE |  |  | PR
18079 | NO POINT | NO POINT | ACTIVE |  |  | PR
18078 | NO NEEDLE | NO NEEDLE | ACTIVE |  |  | PR
18077 | NO IMAGE | NO IMAGE | ACTIVE |  |  | PR
18076 | NO GEL | NO GEL | ACTIVE |  |  | PR
18075 | NO FAILURE | NO FAILURE | ACTIVE |  |  | PR
18074 | NO ACTIVATION | NO ACTIVATION | ACTIVE |  |  | PR
18073 | NEEDLE SLIDES | NEEDLE SLIDES | ACTIVE |  |  | PR
18072 | NEEDLE SHEATH LOOSE | NEEDLE SHEATH LOOSE | ACTIVE |  |  | PR
18071 | NEEDLE SHEATH FALLS OFF | NEEDLE SHEATH FALLS OFF | ACTIVE |  |  | PR
18070 | NEEDLE PUNCTURED SHEATH | NEEDLE PUNCTURED SHEATH | ACTIVE |  |  | PR
18069 | NEEDLE PUNCTURED CONTAINER | NEEDLE PUNCTURED CONTAINER | ACTIVE |  |  | PR
18068 | NEEDLE DOES NOT FIT SYRINGE | NEEDLE DOES NOT FIT SYRINGE | ACTIVE |  |  | PR
18067 | NEEDLE DETACHES | NEEDLE DETACHES | ACTIVE |  |  | PR
18066 | NEEDLE DEFECT | NEEDLE DEFECT | ACTIVE |  |  | PR
18065 | NEEDLE CAP DEFECT | NEEDLE CAP DEFECT | ACTIVE |  |  | PR
18064 | NEEDLE BREAKS IN USE | NEEDLE BREAKS IN USE | ACTIVE |  |  | PR
18063 | NEEDLE BEVEL DEFECT | NEEDLE BEVEL DEFECT | ACTIVE |  |  | PR
18062 | NEEDLE BENDS IN USE | NEEDLE BENDS IN USE | ACTIVE |  |  | PR
18061 | NARROW WELD | NARROW WELD | ACTIVE |  |  | PR
18060 | MOLDING ISSUE | MOLDING ISSUE | ACTIVE |  |  | PR
18059 | MOLDING FLASH | MOLDING FLASH | ACTIVE |  |  | PR
18058 | MOLD | MOLD | ACTIVE |  |  | PR
18057 | MOIST/WET | MOIST/WET | ACTIVE |  |  | PR
18056 | MIXED LOTS | MIXED LOTS | ACTIVE |  |  | PR
18055 | MIXED COMPONENTS | MIXED COMPONENTS | ACTIVE |  |  | PR
18054 | MIX ERROR | MIX ERROR | ACTIVE |  |  | PR
18053 | MISSING/DEFECTIVE GASKET ON CONNECTOR | MISSING/DEFECTIVE GASKET ON CONNECTOR | ACTIVE |  |  | PR
18052 | MISSING WELD | MISSING WELD | ACTIVE |  |  | PR
18051 | MISSING WATER BAG | MISSING WATER BAG | ACTIVE |  |  | PR
18050 | MISSING THREADS | MISSING THREADS | ACTIVE |  |  | PR
18049 | MISSING SNAP | MISSING SNAP | ACTIVE |  |  | PR
18048 | MISSING SHEATH | MISSING SHEATH | ACTIVE |  |  | PR
18047 | MISSING RADIOPAQUE ELEMENT | MISSING RADIOPAQUE ELEMENT | ACTIVE |  |  | PR
18046 | MISSING PRINT | MISSING PRINT | ACTIVE |  |  | PR
18045 | MISSING PADS/ROLLS | MISSING PADS/ROLLS | ACTIVE |  |  | PR
18044 | MISSING OR DAMAGED LABEL | MISSING OR DAMAGED LABEL | ACTIVE |  |  | PR
18043 | MISSING NUMBERS | MISSING NUMBERS | ACTIVE |  |  | PR
18042 | MISSING NEEDLE | MISSING NEEDLE | ACTIVE |  |  | PR
18041 | MISSING LIDS | MISSING LIDS | ACTIVE |  |  | PR
18040 | MISSING LANDING ZONE | MISSING LANDING ZONE | ACTIVE |  |  | PR
18039 | MISSING GRADUATION | MISSING GRADUATION | ACTIVE |  |  | PR
18038 | MISSING EYES | MISSING EYES | ACTIVE |  |  | PR
18037 | MISSING END WARNING | MISSING END WARNING | ACTIVE |  |  | PR
18036 | MISSING CONTAINER | MISSING CONTAINER | ACTIVE |  |  | PR
18035 | MISSING COMPONENT LAYER | MISSING COMPONENT LAYER | ACTIVE |  |  | PR
18034 | MISSING CATHETER COMPONENTS | MISSING CATHETER COMPONENTS | ACTIVE |  |  | PR
18033 | MISSING BUTTON HOLE | MISSING BUTTON HOLE | ACTIVE |  |  | PR
18032 | MISSING BELT | MISSING BELT | ACTIVE |  |  | PR
18031 | MISSING ADDITIVE | MISSING ADDITIVE | ACTIVE |  |  | PR
18030 | MISSING ABSORBENT PADS | MISSING ABSORBENT PADS | ACTIVE |  |  | PR
18029 | MIS-SHAPED SNAP | MIS-SHAPED SNAP | ACTIVE |  |  | PR
18028 | MIS-SHAPED | MIS-SHAPED | ACTIVE |  |  | PR
18027 | MISMATCH | MISMATCH | ACTIVE |  |  | PR
18025 | MISALIGNMENT | MISALIGNMENT | ACTIVE |  |  | PR
18024 | METAL OJECT EMBEDDED | METAL OJECT EMBEDDED | ACTIVE |  |  | PR
18023 | METAL OBJECT | METAL OBJECT | ACTIVE |  |  | PR
18022 | MATERIAL ALIGNMENT | MATERIAL ALIGNMENT | ACTIVE |  |  | PR
18021 | MARKETING MATERIAL ISSUE | MARKETING MATERIAL ISSUE | ACTIVE |  |  | PR
18020 | MANOMETER NOT RISING | MANOMETER NOT RISING | ACTIVE |  |  | PR
18019 | MALFUNCTIONING LID | MALFUNCTIONING LID | ACTIVE |  |  | PR
18018 | LUER LEAKS | LUER LEAKS | ACTIVE |  |  | PR
18017 | LUER DETACHES | LUER DETACHES | ACTIVE |  |  | PR
18016 | LUER CAP DEFECT | LUER CAP DEFECT | ACTIVE |  |  | PR
18015 | LUER ADAPTER - LEAKING | LUER ADAPTER - LEAKING | ACTIVE |  |  | PR
18014 | LUER ADAPTER - CRACKED | LUER ADAPTER - CRACKED | ACTIVE |  |  | PR
18013 | LOW TEMPERATURE | LOW TEMPERATURE | ACTIVE |  |  | PR
18012 | LOUD PUMP | LOUD PUMP | ACTIVE |  |  | PR
18011 | LOSS OF SUCTION | LOSS OF SUCTION | ACTIVE |  |  | PR
18010 | LOOSE RADIOPAQUE ELEMENT | LOOSE RADIOPAQUE ELEMENT | ACTIVE |  |  | PR
18009 | LOOSE FIT HUB | LOOSE FIT HUB | ACTIVE |  |  | PR
18008 | LOOSE CONNECTION | LOOSE CONNECTION | ACTIVE |  |  | PR
18007 | LOOSE COMPONENT - POWER BOARD | LOOSE COMPONENT - POWER BOARD | ACTIVE |  |  | PR
18006 | LOOSE COMPONENT - CONTROL BOARD | LOOSE COMPONENT - CONTROL BOARD | ACTIVE |  |  | PR
18005 | LOOSE COMPONENT | LOOSE COMPONENT | ACTIVE |  |  | PR
18004 | LOOSE CAP | LOOSE CAP | ACTIVE |  |  | PR
18003 | LOOSE BAND/BINDING STRP ON XRAY SPG PACK | LOOSE BAND/BINDING STRP ON XRAY SPG PACK | ACTIVE |  |  | PR
18002 | LOOP DEFECT | LOOP DEFECT | ACTIVE |  |  | PR
18001 | LITE GLOVE TOO TIGHT | LITE GLOVE TOO TIGHT | ACTIVE |  |  | PR
18000 | LIQUID NOT SOLIDIFYING | LIQUID NOT SOLIDIFYING | ACTIVE |  |  | PR
17999 | LIQUID INGRESS | LIQUID INGRESS | ACTIVE |  |  | PR
17998 | LINT | LINT | ACTIVE |  |  | PR
17997 | LINER SPLIT | LINER SPLIT | ACTIVE |  |  | PR
17996 | LINER LEAKAGE | LINER LEAKAGE | ACTIVE |  |  | PR
17995 | LINER DETACHED | LINER DETACHED | ACTIVE |  |  | PR
17994 | LID SPLIT | LID SPLIT | ACTIVE |  |  | PR
17993 | LID FIT ISSUE | LID FIT ISSUE | ACTIVE |  |  | PR
17992 | LID DIFFICULT TO PLACE | LID DIFFICULT TO PLACE | ACTIVE |  |  | PR
17991 | LEG SEALED ON BRIEF | LEG SEALED ON BRIEF | ACTIVE |  |  | PR
17990 | LEG OPENING TOO SMALL | LEG OPENING TOO SMALL | ACTIVE |  |  | PR
17989 | LEG ELASTIC PROBLEM | LEG ELASTIC PROBLEM | ACTIVE |  |  | PR
17988 | LEG ELASTIC HOT MELT MISSING | LEG ELASTIC HOT MELT MISSING | ACTIVE |  |  | PR
17987 | LEG CUFF PROBLEM | LEG CUFF PROBLEM | ACTIVE |  |  | PR
17986 | LEAKS AT X-MAS TREE | LEAKS AT X-MAS TREE | ACTIVE |  |  | PR
17985 | LEAKS AT TUBING/WING JUNCTION | LEAKS AT TUBING/WING JUNCTION | ACTIVE |  |  | PR
17984 | LEAKS AT SAMPLE PORT | LEAKS AT SAMPLE PORT | ACTIVE |  |  | PR
17983 | LEAKS AT PROMIXAL SPIKE | LEAKS AT PROMIXAL SPIKE | ACTIVE |  |  | PR
17982 | LEAKS AT METER | LEAKS AT METER | ACTIVE |  |  | PR
17981 | LEAKS AT DRAIN SPOUT | LEAKS AT DRAIN SPOUT | ACTIVE |  |  | PR
17980 | LEAKS AT BAG SEAM | LEAKS AT BAG SEAM | ACTIVE |  |  | PR
17979 | LEAKING SYRINGE | LEAKING SYRINGE | ACTIVE |  |  | PR
17978 | LEAKING SPLASHGUARD | LEAKING SPLASHGUARD | ACTIVE |  |  | PR
17977 | LEAKING SEAL | LEAKING SEAL | ACTIVE |  |  | PR
17976 | LEAKING AIR | LEAKING AIR | ACTIVE |  |  | PR
17975 | LEAKING @ Y CONNECTOR | LEAKING @ Y CONNECTOR | ACTIVE |  |  | PR
17974 | LEAKING - VALVE MANIFOLD | LEAKING - VALVE MANIFOLD | ACTIVE |  |  | PR
17973 | LEAKING - CHECK VALVE | LEAKING - CHECK VALVE | ACTIVE |  |  | PR
17972 | LEAKING | LEAKING | ACTIVE |  |  | PR
17971 | LEAK BELOW STRAIN RELIEF | LEAK BELOW STRAIN RELIEF | ACTIVE |  |  | PR
17970 | LCD ISSUE | LCD ISSUE | ACTIVE |  |  | PR
17969 | LANDING ZONE MISSING | LANDING ZONE MISSING | ACTIVE |  |  | PR
17968 | LANDING ZONE HOT MELT MISSING | LANDING ZONE HOT MELT MISSING | ACTIVE |  |  | PR
17967 | LACERATIONS | LACERATIONS | ACTIVE |  |  | PR
17966 | LABELING ERROR (MISSING, INCORRECT) | LABELING ERROR (MISSING, INCORRECT) | ACTIVE |  |  | PR
17965 | LABEL ISSUE | LABEL ISSUE | ACTIVE |  |  | PR
17964 | LABEL DETACHMENT | LABEL DETACHMENT | ACTIVE |  |  | PR
17963 | LABEL ADHESIVE ISSUE | LABEL ADHESIVE ISSUE | ACTIVE |  |  | PR
17962 | KNITTING DEFECT | KNITTING DEFECT | ACTIVE |  |  | PR
17961 | KINKING | KINKING | ACTIVE |  |  | PR
17960 | KINKED TUBING | KINKED TUBING | ACTIVE |  |  | PR
17959 | KINKED SUCTION CATHETER | KINKED SUCTION CATHETER | ACTIVE |  |  | PR
17958 | JAMMING | JAMMING | ACTIVE |  |  | PR
17957 | IRRIGATION SYRINGE-NO SUCTION | IRRIGATION SYRINGE-NO SUCTION | ACTIVE |  |  | PR
17956 | IRRIGATION SYRINGE LEAKS | IRRIGATION SYRINGE LEAKS | ACTIVE |  |  | PR
17955 | INTERNAL HUB LEAK BETWEEN LUMENS | INTERNAL HUB LEAK BETWEEN LUMENS | ACTIVE |  |  | PR
17954 | INSUFFICIENT SILICONE | INSUFFICIENT SILICONE | ACTIVE |  |  | PR
17953 | INSUFFICIENT LUBRICANT | INSUFFICIENT LUBRICANT | ACTIVE |  |  | PR
17952 | INSUFFICIENT FILLING | INSUFFICIENT FILLING | ACTIVE |  |  | PR
17951 | INSUFFICIENT EPOXY | INSUFFICIENT EPOXY | ACTIVE |  |  | PR
17950 | INSUFFICENT GEL | INSUFFICENT GEL | ACTIVE |  |  | PR
17949 | INSERTION ISSUE | INSERTION ISSUE | ACTIVE |  |  | PR
17948 | INSECT/RODENT | INSECT/RODENT | ACTIVE |  |  | PR
17947 | INK TRANSFER | INK TRANSFER | ACTIVE |  |  | PR
17946 | INK TOO LIGHT | INK TOO LIGHT | ACTIVE |  |  | PR
17945 | INK TOO HEAVY | INK TOO HEAVY | ACTIVE |  |  | PR
17944 | INK | INK | ACTIVE |  |  | PR
17943 | INFUSION ADAPTER CRACKED | INFUSION ADAPTER CRACKED | ACTIVE |  |  | PR
17942 | INFLATION LUMEN LEAKS | INFLATION LUMEN LEAKS | ACTIVE |  |  | PR
17941 | INFECTION | INFECTION | ACTIVE |  |  | PR
17940 | INCORRECT TUBE PLACEMENT | INCORRECT TUBE PLACEMENT | ACTIVE |  |  | PR
17939 | INCORRECT PRINT | INCORRECT PRINT | ACTIVE |  |  | PR
17938 | INCORRECT PACKAGING USED | INCORRECT PACKAGING USED | ACTIVE |  |  | PR
17937 | INCORRECT FINISH | INCORRECT FINISH | ACTIVE |  |  | PR
17936 | INCORRECT ASSEMBLY | INCORRECT ASSEMBLY | ACTIVE |  |  | PR
17935 | INADEQUATE TUBE WELD | INADEQUATE TUBE WELD | ACTIVE |  |  | PR
17934 | INADEQUATE PRESSURES | INADEQUATE PRESSURES | ACTIVE |  |  | PR
17933 | INACCURATE TEMPATURE READINGS | INACCURATE TEMPATURE READINGS | ACTIVE |  |  | PR
17932 | INACCURATE READINGS | INACCURATE READINGS | ACTIVE |  |  | PR
17931 | IMPROPERLY CUT | IMPROPERLY CUT | ACTIVE |  |  | PR
17930 | IMPROPER SKIN PREP | IMPROPER SKIN PREP | ACTIVE |  |  | PR
17929 | IMPROPER REMOVAL | IMPROPER REMOVAL | ACTIVE |  |  | PR
17928 | IMPROPER FOLDING | IMPROPER FOLDING | ACTIVE |  |  | PR
17927 | IMPROPER FIT | IMPROPER FIT | ACTIVE |  |  | PR
17926 | IMPROPER APPLICATION | IMPROPER APPLICATION | ACTIVE |  |  | PR
17925 | ILLEGIBLE PRINT | ILLEGIBLE PRINT | ACTIVE |  |  | PR
17924 | HUB SPLIT/BROKE | HUB SPLIT/BROKE | ACTIVE |  |  | PR
17923 | HUB BLOWS OFF | HUB BLOWS OFF | ACTIVE |  |  | PR
17922 | HOUSING IS DAMAGED-NOT CUSTOMER MISUSE | HOUSING IS DAMAGED-NOT CUSTOMER MISUSE | ACTIVE |  |  | PR
17921 | HOUSING IS DAMAGED-CUSTOMER MISUSE | HOUSING IS DAMAGED-CUSTOMER MISUSE | ACTIVE |  |  | PR
17920 | HOUSING FADED | HOUSING FADED | ACTIVE |  |  | PR
17919 | HOUSING DAMAGE - REAR CASE | HOUSING DAMAGE - REAR CASE | ACTIVE |  |  | PR
17918 | HOUSING DAMAGE - FRONT CASE | HOUSING DAMAGE - FRONT CASE | ACTIVE |  |  | PR
17917 | HOUSING DAMAGE | HOUSING DAMAGE | ACTIVE |  |  | PR
17916 | HOOK ISSUE- SLEEVE | HOLES NOT PUNCHED OUT OF PAPERHOOK ISSUE- SLEEVE | ACTIVE |  |  | PR
17915 | HOLES NOT PUNCHED OUT OF PAPER | HOLES NOT PUNCHED OUT OF PAPER | ACTIVE |  |  | PR
17914 | HOLES IN PACKAGE | HOLES IN PACKAGE | ACTIVE |  |  | PR
17913 | HOLES IN NEEDLE | HOLES IN NEEDLE | ACTIVE |  |  | PR
17912 | HOLES AND TEARS IN POLY | HOLES AND TEARS IN POLY | ACTIVE |  |  | PR
17911 | HOLE(S) | HOLE(S) | ACTIVE |  |  | PR
17910 | HOLE IN TUBE | HOLE IN TUBE | ACTIVE |  |  | PR
17909 | HOLE IN CATHETER | HOLE IN CATHETER | ACTIVE |  |  | PR
17908 | HIPOT FAILURE | HIPOT FAILURE | ACTIVE |  |  | PR
17907 | HIGH TEMPS | HIGH TEMPS | ACTIVE |  |  | PR
17906 | HIGH IMPEDANCE | HIGH IMPEDANCE | ACTIVE |  |  | PR
17905 | HEAT STAKE ISSUE | HEAT STAKE ISSUE | ACTIVE |  |  | PR
17904 | HARDWARE FIT ISSUE | HARDWARE FIT ISSUE | ACTIVE |  |  | PR
17903 | HARD SPOTS | HARD SPOTS | ACTIVE |  |  | PR
17902 | HANGING BRACKET BREAKS | HANGING BRACKET BREAKS | ACTIVE |  |  | PR
17901 | HAIR | HAIR | ACTIVE |  |  | PR
17900 | GUIDE WIRE DEFECT | GUIDE WIRE DEFECT | ACTIVE |  |  | PR
17899 | GUIDE WIRE - STUCK / DIFFICULT TO EXTRACT | GUIDE WIRE - STUCK / DIFFICULT TO EXTRACT | ACTIVE |  |  | PR
17898 | GUIDE WIRE - KINKED | GUIDE WIRE - KINKED | ACTIVE |  |  | PR
17897 | GUIDE WIRE - DIFFICULT TO INSERT | GUIDE WIRE - DIFFICULT TO INSERT | ACTIVE |  |  | PR
17896 | GUIDE WIRE - BROKEN | GUIDE WIRE - BROKEN | ACTIVE |  |  | PR
17895 | GRIP CONNECTOR MISSING | GRIP CONNECTOR MISSING | ACTIVE |  |  | PR
17894 | GRIP CONNECTOR DETACHED | GRIP CONNECTOR DETACHED | ACTIVE |  |  | PR
17893 | GREASE | GREASE | ACTIVE |  |  | PR
17892 | GRAPHICS ISSUE | GRAPHICS ISSUE | ACTIVE |  |  | PR
17891 | GLUE | GLUE | ACTIVE |  |  | PR
17890 | GLOVES STICKING TOGETHER | GLOVES STICKING TOGETHER | ACTIVE |  |  | PR
17889 | GLOVE DISCOLORED | GLOVE DISCOLORED | ACTIVE |  |  | PR
17888 | GLASS | GLASS | ACTIVE |  |  | PR
17887 | GEL OOZE | GEL OOZE | ACTIVE |  |  | PR
17886 | GEL DISPENSING ISSUE | GEL DISPENSING ISSUE | ACTIVE |  |  | PR
17885 | GEL DEFECT | GEL DEFECT | ACTIVE |  |  | PR
17884 | GEARBOX FAILURE | GEARBOX FAILURE | ACTIVE |  |  | PR
17883 | GAUZE FRAYING | GAUZE FRAYING | ACTIVE |  |  | PR
17882 | FREE LENGTH TOO SHORT | FREE LENGTH TOO SHORT | ACTIVE |  |  | PR
17881 | FREE LENGTH TOO LONG | FREE LENGTH TOO LONG | ACTIVE |  |  | PR
17880 | FRAYED/JAGGED EDGES | FRAYED/JAGGED EDGES | ACTIVE |  |  | PR
17879 | FORCEPS ISSUE | FORCEPS ISSUE | ACTIVE |  |  | PR
17878 | FOOD | FOOD | ACTIVE |  |  | PR
17877 | FOAM WARPED | FOAM WARPED | ACTIVE |  |  | PR
17876 | FOAM TEXTURE ISSUE | FOAM TEXTURE ISSUE | ACTIVE |  |  | PR
17875 | FOAM STRAPS NOT ADHERING | FOAM STRAPS NOT ADHERING | ACTIVE |  |  | PR
17874 | FLIMSY | FLIMSY | ACTIVE |  |  | PR
17873 | FLEX CABLE GEARBOX ISSUE | FLEX CABLE GEARBOX ISSUE | ACTIVE |  |  | PR
17872 | FITTING ISSUE | FITTING ISSUE | ACTIVE |  |  | PR
17871 | FILM ROLLED WRONG WAY | FILM ROLLED WRONG WAY | ACTIVE |  |  | PR
17870 | FIELD RETURN NEW | FIELD RETURN NEW | ACTIVE |  |  | PR
17869 | FEED AND FLUSH REVERSE SET | FEED AND FLUSH REVERSE SET | ACTIVE |  |  | PR
17868 | FAULTY ULTRASONIC SENSOR | FAULTY ULTRASONIC SENSOR | ACTIVE |  |  | PR
17867 | FALLING APART | FALLING APART | ACTIVE |  |  | PR
17866 | FAILURE UNKNOWN | FAILURE UNKNOWN | ACTIVE |  |  | PR
17865 | FAILURE TO ALARM | FAILURE TO ALARM | ACTIVE |  |  | ALL
17864 | FAILURE OUT OF BOX (FOOB) | FAILURE OUT OF BOX (FOOB) | ACTIVE |  |  | PR
17863 | EXTRA COMPONENT PRESENT | EXTRA COMPONENT PRESENT | ACTIVE |  |  | PR
17862 | EXTENSION TUBE - LEAKING | EXTENSION TUBE - LEAKING | ACTIVE |  |  | PR
17861 | EXTENSION TUBE - DETACHED FROM HUB | EXTENSION TUBE - DETACHED FROM HUB | ACTIVE |  |  | PR
17860 | EXTENSION - BENT | EXTENSION - BENT | ACTIVE |  |  | PR
17859 | EXCESSIVE LUBRICANT | EXCESSIVE LUBRICANT | ACTIVE |  |  | PR
17858 | EXCESSIVE GEL | EXCESSIVE GEL | ACTIVE |  |  | PR
17857 | EXCESSIVE EPOXY | EXCESSIVE EPOXY | ACTIVE |  |  | PR
17856 | EXCESS SOLVENT | EXCESS SOLVENT | ACTIVE |  |  | PR
17855 | ERROR MESSAGE | ERROR MESSAGE | ACTIVE |  |  | PR
17854 | ERROR CODE | ERROR CODE | ACTIVE |  |  | PR
17853 | ERROR 1 | EERROR 1 | ACTIVE |  |  | PR
17852 | ERRATIC READINGS | ERRATIC READINGS | ACTIVE |  |  | PR
17851 | EPOXY NOT CURED | EPOXY NOT CURED | ACTIVE |  |  | PR
17850 | EMPTY TIRTIARY PACKAGE | EMPTY TIRTIARY PACKAGE | ACTIVE |  |  | PR
17849 | EMPTY SYRINGE | EMPTY SYRINGE | ACTIVE |  |  | PR
17848 | EMPTY SECONDARY PACKAGE | EMPTY SECONDARY PACKAGE | ACTIVE |  |  | PR
17847 | EMPTY PRIMARY PACKAGE | EMPTY PRIMARY PACKAGE | ACTIVE |  |  | PR
17846 | EMPTY PACKAGE | EMPTY PACKAGE | ACTIVE |  |  | PR
17845 | ELECTRICAL SHORT/DRAINS BATT NOT DUE TO LIQUID ING | ELECTRICAL SHORT/DRAINS BATT NOT DUE TO LIQUID ING | ACTIVE |  |  | PR
17844 | ELECTRICAL SHORT/DRAINS BATT DUE TO LIQUID INGRESS | ELECTRICAL SHORT/DRAINS BATT DUE TO LIQUID INGRESS | ACTIVE |  |  | PR
17843 | ELASTICITY ISSUE | ELASTICITY ISSUE | ACTIVE |  |  | ALL
17842 | EJECT BUTTON FUNCTION IS BAD | EJECT BUTTON FUNCTION IS BAD | ACTIVE |  |  | PR
17841 | DRY WET DRESSING | DRY WET DRESSING | ACTIVE |  |  | PR
17840 | DRY GEL | DRY GEL | ACTIVE |  |  | PR
17839 | DRY ALCOHOL PAD/ PREP | DRY ALCOHOL PAD/ PREP | ACTIVE |  |  | PR
17838 | DRAINAGE PROBLEM | DRAINAGE PROBLEM | ACTIVE |  |  | PR
17837 | DRAIN SPOUT/SPLASHGUARD FELL OFF | DRAIN SPOUT/SPLASHGUARD FELL OFF | ACTIVE |  |  | PR
17836 | DRAIN SPOUT DEFECTIVE | DRAIN SPOUT DEFECTIVE | ACTIVE |  |  | PR
17835 | DOUBLE CANNULA | DOUBLE CANNULA | ACTIVE |  |  | PR
17833 | DOES NOT TURN ON | DOES NOT TURN ON | ACTIVE |  |  | PR
17832 | DOCUMENTATION ERROR | DOCUMENTATION ERROR | ACTIVE |  |  | PR
17831 | DISTAL HOLES MISSING | DISTAL HOLES MISSING | ACTIVE |  |  | PR
17830 | DISPLAY WINDOW DAMAGED | DISPLAY WINDOW DAMAGED | ACTIVE |  |  | PR
17829 | DISPLAY FAILURE/FADE | DISPLAY FAILURE/FADE | ACTIVE |  |  | PR
17828 | DISPLAY DEFECT | DISPLAY DEFECT | ACTIVE |  |  | PR
17827 | DIRTY PROBE TIP | DIRTY PROBE TIP | ACTIVE |  |  | PR
17826 | DIRT | DIRT | ACTIVE |  |  | PR
17825 | DIFFICULTY VISUALIZING CONTENT LEVEL | DIFFICULTY VISUALIZING CONTENT LEVEL | ACTIVE |  |  | PR
17824 | DIFFICULTY SEPARATING ROLLS | DIFFICULTY SEPARATING ROLLS | ACTIVE |  |  | PR
17823 | DIFFICULTY REMOVING SHEATH | DIFFICULTY REMOVING SHEATH | ACTIVE |  |  | PR
17822 | DIFFICULTY IRRIGATING | DIFFICULTY IRRIGATING | ACTIVE |  |  | PR
17821 | DIFFICULTY ACTIVATING SAFETY SHIELD | DIFFICULTY ACTIVATING SAFETY SHIELD | ACTIVE |  |  | PR
17820 | DIFFICULT TO OPEN PACKAGE AND MAINTAIN STERILITY | DIFFICULT TO OPEN PACKAGE AND MAINTAIN STERILITY | ACTIVE |  |  | PR
17819 | DIFFICULT TO OPEN PACKAGE | DIFFICULT TO OPEN PACKAGE | ACTIVE |  |  | PR
17818 | DIFFICULT TO INJECT | DIFFICULT TO INJECT | ACTIVE |  |  | PR
17817 | DIFFICULT TO DRAW FLUIDS | DIFFICULT TO DRAW FLUIDS | ACTIVE |  |  | PR
17816 | DIFFICULT TO BREAK SEAL | DIFFICULT TO BREAK SEAL | ACTIVE |  |  | PR
17815 | DIFFICULT TO APPLY | DIFFICULT TO APPLY | ACTIVE |  |  | PR
17814 | DIALATOR PROBLEM | DIALATOR PROBLEM | ACTIVE |  |  | PR
17813 | DETERIORATION | DETERIORATION | ACTIVE |  |  | ALL
17812 | DETACHMENT | DETACHMENT | ACTIVE |  |  | PR
17811 | DETACHED SPONGE | DETACHED SPONGE | ACTIVE |  |  | PR
17810 | DETACHED COMPONENT ISSUE | DETACHED COMPONENT ISSUE | ACTIVE |  |  | PR
17809 | DEFORMED/WARPED | DEFORMED/WARPED | ACTIVE |  |  | PR
17808 | DAMAGED PRODUCT | DAMAGED PRODUCT | ACTIVE |  |  | ALL
17807 | DAMAGED COMPONENTS | DAMAGED COMPONENTS | ACTIVE |  |  | PR
17806 | DAMAGED BELT | DAMAGED BELT | ACTIVE |  |  | PR
17805 | DAMAGE PACKAGE | DAMAGE PACKAGE | ACTIVE |  |  | PR
17804 | CUTS IN CATHETER WALL | CUTS IN CATHETER WALL | ACTIVE |  |  | PR
17803 | CUTOUT PROBLEM | CUTOUT PROBLEM | ACTIVE |  |  | PR
17802 | CUSTOMER REPORTED REACTION TO PRODUCT | CUSTOMER REPORTED REACTION TO PRODUCT | ACTIVE |  |  | PR
17801 | CUSTOMER MISUSE | CUSTOMER MISUSE | ACTIVE |  |  | PR
17800 | CURVED MOSQUITO CLAMP WILL NOT HOLD | CURVED MOSQUITO CLAMP WILL NOT HOLD | ACTIVE |  |  | PR
17799 | CUFF DEFECT | CUFF DEFECT | ACTIVE |  |  | PR
17798 | CUE MARK SMUDGED | CUE MARK SMUDGED | ACTIVE |  |  | PR
17797 | CUE MARK PLACEMENT WRONG | CUE MARK PLACEMENT WRONG | ACTIVE |  |  | PR
17796 | CUE MARK MISSING | CUE MARK MISSING | ACTIVE |  |  | PR
17795 | CROOKED NEEDLE | CROOKED NEEDLE | ACTIVE |  |  | PR
17794 | CRACKS AT THE NEEDLE HUB | CRACKS AT THE NEEDLE HUB | ACTIVE |  |  | PR
17793 | CRACKED/BROKEN | CRACKED/BROKEN | ACTIVE |  |  | PR
17792 | CRACKED TRAY | CRACKED TRAY | ACTIVE |  |  | PR
17791 | CRACKED LIDS | CRACKED LIDS | ACTIVE |  |  | PR
17790 | CRACKED CONTAINER | CRACKED CONTAINER | ACTIVE |  |  | PR
17789 | COTTON TIP FELL OFF IN USE | COTTON TIP FELL OFF IN USE | ACTIVE |  |  | PR
17788 | COSMETIC ISSUE | COSMETIC ISSUE | ACTIVE |  |  | PR
17787 | CORROSION ON PRINTED CIRCUIT BOARD | CORROSION ON PRINTED CIRCUIT BOARD | ACTIVE |  |  | PR
17786 | CORROSION ON PCB | CORROSION ON PCB | ACTIVE |  |  | PR
17785 | CORING | CORING | ACTIVE |  |  | PR
17784 | CONTAMINATED NEEDLE STICK | CONTAMINATED NEEDLE STICK | ACTIVE |  |  | PR
17783 | CONTAMINATED | CONTAMINATED | ACTIVE |  |  | PR
17782 | CONTAINER TAMPERING | CONTAINER TAMPERING | ACTIVE |  |  | PR
17781 | CONSTRUCTION HOT MELT MISSING | CONSTRUCTION HOT MELT MISSING | ACTIVE |  |  | PR
17780 | CONSOLE TOUCHSCREEN DEFECTIVE | CONSOLE TOUCHSCREEN DEFECTIVE | ACTIVE |  |  | PR
17779 | CONSOLE PCBA DEFECTIVE | CONSOLE PCBA DEFECTIVE | ACTIVE |  |  | PR
17778 | CONSOLE LANGUAGE ISSUE | CONSOLE LANGUAGE ISSUE | ACTIVE |  |  | PR
17777 | CONSOLE ENCLOSURE CRACKED/BROKEN | CONSOLE ENCLOSURE CRACKED/BROKEN | ACTIVE |  |  | PR
17776 | CONSOLE DEFECTIVE BACKLIGHT | CONSOLE DEFECTIVE BACKLIGHT | ACTIVE |  |  | PR
17775 | CONSOLE BATTERY NOT CHARGING | CONSOLE BATTERY NOT CHARGING | ACTIVE |  |  | PR
17774 | CONNECTOR SEPARATION | CONNECTOR SEPARATION | ACTIVE |  |  | PR
17773 | CONNECTOR INSTALLED BACKWARDS | CONNECTOR INSTALLED BACKWARDS | ACTIVE |  |  | PR
17772 | CONNECTOR DISCONNECTS FROM SUCTION CATHETER | CONNECTOR DISCONNECTS FROM SUCTION CATHETER | ACTIVE |  |  | PR
17771 | CONNECTING PROBLEM | CONNECTING PROBLEM | ACTIVE |  |  | PR
17770 | CONDUCTOR NOT IN CRIMP | CONDUCTOR NOT IN CRIMP | ACTIVE |  |  | PR
17769 | CONDENSATION IN PACKAGE | CONDENSATION IN PACKAGE | ACTIVE |  |  | PR
17768 | CONDENSATION IN CDU | CONDENSATION IN CDU | ACTIVE |  |  | PR
17767 | COMPRESSION TOO TIGHT | COMPRESSION TOO TIGHT | ACTIVE |  |  | PR
17766 | COMPRESSION TOO LOOSE | COMPRESSION TOO LOOSE | ACTIVE |  |  | PR
17765 | COMPONENT MISSING FROM PCB | COMPONENT MISSING FROM PCB | ACTIVE |  |  | PR
17764 | COMPONENT FAILURE | COMPONENT FAILURE | ACTIVE |  |  | PR
17763 | COMPONENT BROKE IN USE | COMPONENT BROKE IN USE | ACTIVE |  |  | PR
17762 | COMPLIANCE METER SOFTWARE ISSUE | COMPLIANCE METER SOFTWARE ISSUE | ACTIVE |  |  | PR
17761 | COMPATIBILITY ISSUE | COMPATIBILITY ISSUE | ACTIVE |  |  | PR
17760 | COATING CRACKS | COATING CRACKS | ACTIVE |  |  | PR
17759 | CLEAN NEEDLE STICK | CLEAN NEEDLE STICK | ACTIVE |  |  | PR
17758 | CLAMP DEFECT- DIFFICULT TO OPEN | CLAMP DEFECT- DIFFICULT TO OPEN | ACTIVE |  |  | PR
17757 | CLAMP DEFECT- DIFFICULT TO CLOSE | CLAMP DEFECT- DIFFICULT TO CLOSE | ACTIVE |  |  | PR
17756 | CLAMP DEFECT | CLAMP DEFECT | ACTIVE |  |  | PR
17755 | CHEST TUBE COLLAPSED | CHEST TUBE COLLAPSED | ACTIVE |  |  | PR
17754 | CHECKER-CALIBRATOR CONNECTOR BAD-NOT CUSTOMER MISU | CHECKER-CALIBRATOR CONNECTOR BAD-NOT CUSTOMER MISU | ACTIVE |  |  | PR
17753 | CHECKER-CALIBRATOR CONNECTOR BAD-CUSTOMER MISUSE | CHECKER-CALIBRATOR CONNECTOR BAD-CUSTOMER MISUSE | ACTIVE |  |  | PR
17752 | CATHETER SPLIT | CATHETER SPLIT | ACTIVE |  |  | PR
17751 | CATHETER SHAFT - LEAKING | CATHETER SHAFT - LEAKING | ACTIVE |  |  | PR
17750 | CATHETER SEPARATION | CATHETER SEPARATION | ACTIVE |  |  | PR
17749 | CATHETER RUPTURED | CATHETER RUPTURED | ACTIVE |  |  | PR
17748 | CATHETER OCCLUDED | CATHETER OCCLUDED | ACTIVE |  |  | PR
17747 | CATHETER MIGRATION | CATHETER MIGRATION | ACTIVE |  |  | PR
17746 | CATHETER KINKED | CATHETER KINKED | ACTIVE |  |  | PR
17745 | CATHETER DIMENSIONS OFF | CATHETER DIMENSIONS OFF | ACTIVE |  |  | PR
17744 | CATHETER DIFFICULT TO REMOVE | CATHETER DIFFICULT TO REMOVE | ACTIVE |  |  | PR
17743 | CATHETER DETACHMENT | CATHETER DETACHMENT | ACTIVE |  |  | PR
17742 | CATHETER DEFORMED | CATHETER DEFORMED | ACTIVE |  |  | PR
17741 | CATHETER BREAKAGE | CATHETER BREAKAGE | ACTIVE |  |  | PR
17740 | CARDBOARD PARTICLES | CARDBOARD PARTICLES | ACTIVE |  |  | PR
17739 | CAPS FALLING OFF | CAPS FALLING OFF | ACTIVE |  |  | PR
17738 | CANTED NEEDLE | CANTED NEEDLE | ACTIVE |  |  | PR
17737 | CANNULA SLIDES | CANNULA SLIDES | ACTIVE |  |  | PR
17736 | CANNULA REVERSED | CANNULA REVERSED | ACTIVE |  |  | PR
17735 | CANISTER CRACKS | CANISTER CRACKS | ACTIVE |  |  | PR
17734 | CALIBRATION REQUIRED WITHIN CALIBRATION INTERVAL | CALIBRATION REQUIRED WITHIN CALIBRATION INTERVAL | ACTIVE |  |  | PR
17733 | CALIBRATION REQUIRED OUTSIDE CALIBRATION INTERVAL | CALIBRATION REQUIRED OUTSIDE CALIBRATION INTERVAL | ACTIVE |  |  | PR
17732 | CALIBRATION NOT POSSIBLE | CALIBRATION NOT POSSIBLE | ACTIVE |  |  | PR
17731 | CALIBRATION CHECKER ISSUE | CALIBRATION CHECKER ISSUE | ACTIVE |  |  | PR
17730 | C/F, SCAN, TIMER BUTTON IS BAD | C/F, SCAN, TIMER BUTTON IS BAD | ACTIVE |  |  | PR
17729 | BUTTEND LENGTH TOO SHORT | BUTTEND LENGTH TOO SHORT | ACTIVE |  |  | PR
17728 | BUTTEND LENGTH TOO LONG | BUTTEND LENGTH TOO LONG | ACTIVE |  |  | PR
17727 | BURRS ON NEEDLE | BURRS ON NEEDLE | ACTIVE |  |  | PR
17726 | BURR ON INTRODUCER NEEDLE | BURR ON INTRODUCER NEEDLE | ACTIVE |  |  | PR
17725 | BURNED MATERIAL | BURNED MATERIAL | ACTIVE |  |  | PR
17724 | BURN/SMOKE DAMAGE | BURN/SMOKE DAMAGE | ACTIVE |  |  | PR
17723 | BUBBLES UNDER MAGNET | BUBBLES UNDER MAGNET | ACTIVE |  |  | PR
17722 | BRUISING | BRUISING | ACTIVE |  |  | PR
17721 | BROKEN VALVE | BROKEN VALVE | ACTIVE |  |  | PR
17720 | BROKEN VACUUM CONTAINER | BROKEN VACUUM CONTAINER | ACTIVE |  |  | PR
17719 | BROKEN TIPS | BROKEN TIPS | ACTIVE |  |  | PR
17718 | BROKEN STAND | BROKEN STAND | ACTIVE |  |  | PR
17717 | BROKEN STACKING LUGS | BROKEN STACKING LUGS | ACTIVE |  |  | PR
17716 | BROKEN SNAP | BROKEN SNAP | ACTIVE |  |  | PR
17715 | BROKEN PROBE COVER | BROKEN PROBE COVER | ACTIVE |  |  | PR
17714 | BROKEN PROBE | BROKEN PROBE | ACTIVE |  |  | PR
17713 | BROKEN LUER TIP | BROKEN LUER TIP | ACTIVE |  |  | PR
17712 | BROKEN LIDS | BROKEN LIDS | ACTIVE |  |  | PR
17711 | BROKEN HEAT SEAL | BROKEN HEAT SEAL | ACTIVE |  |  | PR
17710 | BROKEN GLASS IN TUBES | BROKEN GLASS IN TUBES | ACTIVE |  |  | PR
17709 | BROKEN CONTAINER | BROKEN CONTAINER | ACTIVE |  |  | PR
17708 | BROKEN CONNECTOR | BROKEN CONNECTOR | ACTIVE |  |  | PR
17707 | BROKEN CART | BROKEN CART | ACTIVE |  |  | PR
17706 | BROKEN CAP | BROKEN CAP | ACTIVE |  |  | PR
17705 | BROKEN BED HOOK | BROKEN BED HOOK | ACTIVE |  |  | PR
17704 | BROKEN BATTERY CLIP-NOT CUSTOMER MISUSE | BROKEN BATTERY CLIP-NOT CUSTOMER MISUSE | ACTIVE |  |  | PR
17703 | BROKEN BATTERY CLIP-CUSTOMER MISUSE | BROKEN BATTERY CLIP-CUSTOMER MISUSE | ACTIVE |  |  | PR
17702 | BOARDING DEFECT | BOARDING DEFECT | ACTIVE |  |  | PR
17701 | BLOOD | BLOOD | ACTIVE |  |  | PR
17700 | BLOCKED TUBE ASSEMBLY | BLOCKED TUBE ASSEMBLY | ACTIVE |  |  | PR
17699 | BLOCKED PORT HOLE | BLOCKED PORT HOLE | ACTIVE |  |  | PR
17698 | BLANK SCREEN/NO POWER NOT DUE TO LIQUID INGRESS | BLANK SCREEN/NO POWER NOT DUE TO LIQUID INGRESS | ACTIVE |  |  | PR
17697 | BLANK SCREEN/NO POWER DUE TO LIQUID INGRESS | BLANK SCREEN/NO POWER DUE TO LIQUID INGRESS | ACTIVE |  |  | PR
17696 | BLADDER WELD FAILURE | BLADDER WELD FAILURE | ACTIVE |  |  | PR
17695 | BINDER HOOK MISSING | BINDER HOOK MISSING | ACTIVE |  |  | PR
17694 | BINDER HOOK BACKWARDS | BINDER HOOK BACKWARDS | ACTIVE |  |  | PR
17693 | BIFURCATE - LEAKING | BIFURCATE - LEAKING | ACTIVE |  |  | PR
17692 | BIFURCATE - CRACKED | BIFURCATE - CRACKED | ACTIVE |  |  | PR
17691 | BENT STACKING LUGS | BENT STACKING LUGS | ACTIVE |  |  | PR
17690 | BATTERY NOT CHARGING | BATTERY NOT CHARGING | ACTIVE |  |  | PR
17689 | BATTERY LIFESPAN TOO SHORT | BATTERY LIFESPAN TOO SHORT | ACTIVE |  |  | PR
17688 | BATTERY LEAKAGE ISSUE | BATTERY LEAKAGE ISSUE | ACTIVE |  |  | PR
17687 | BATTERY FAILURE | BATTERY FAILURE | ACTIVE |  |  | PR
17686 | BATTERY DOOR - SCREW-NOT CUSTOMER MISUSE | BATTERY DOOR - SCREW-NOT CUSTOMER MISUSE | ACTIVE |  |  | PR
17685 | BATTERY DOOR - SCREW-CUSTOMER MISUSE | BATTERY DOOR - SCREW-CUSTOMER MISUSE | ACTIVE |  |  | PR
17684 | BASE IS DAMAGED-NOT CUSTOMER MISUSE | BASE IS DAMAGED-NOT CUSTOMER MISUSE | ACTIVE |  |  | PR
17683 | BASE IS DAMAGED-CUSTOMER MISUSE | BASE IS DAMAGED-CUSTOMER MISUSE | ACTIVE |  |  | PR
17682 | BARCODE DISCREPENCY | BARCODE DISCREPENCY | ACTIVE |  |  | PR
17681 | BALLOON LEAKS | BALLOON LEAKS | ACTIVE |  |  | PR
17680 | BALLOON ISSUE | BALLOON ISSUE | ACTIVE |  |  | PR
17678 | BAD ELECTRICAL CONNECTION | BAD ELECTRICAL CONNECTION | ACTIVE |  |  | PR
17677 | BACTERIA | BACTERIA | ACTIVE |  |  | PR
17676 | BACK TO STOCK UNIT | BACK TO STOCK UNIT | ACTIVE |  |  | PR
17675 | ASYMMETRICAL BALLOON | ASYMMETRICAL BALLOON | ACTIVE |  |  | PR
17674 | ARTIFACT | ARTIFACT | ACTIVE |  |  | PR
17673 | APPLICATOR STICK BROKEN IN USE | APPLICATOR STICK BROKEN IN USE | ACTIVE |  |  | PR
17672 | AM SLEEVE ISSUE | AM SLEEVE ISSUE | ACTIVE |  |  | PR
17671 | ALL RIGHT/LEFT HANDED GLOVES | ALL RIGHT/LEFT HANDED GLOVES | ACTIVE |  |  | PR
17670 | ALARM | ALARM | ACTIVE |  |  | PR
17669 | AIR LEAK | AIR LEAK | ACTIVE |  |  | PR
17668 | AIR BUBBLES IN SYRINGE | AIR BUBBLES IN SYRINGE | ACTIVE |  |  | PR
17667 | ADHESIVE DROPS | ADHESIVE DROPS | ACTIVE |  |  | PR
17666 | ADHESION | ADHESION | ACTIVE |  |  | PR
17665 | ADDITIVE VOLUME OUT OF SPECIFICATION | ADDITIVE VOLUME OUT OF SPECIFICATION | ACTIVE |  |  | PR
17664 | ADDITIONAL INFORMATION REQUIRED | ADDITIONAL INFORMATION REQUIRED | ACTIVE |  |  | PR
17662 | ADAPTER DISCONNECTION | ADAPTER DISCONNECTION | ACTIVE |  |  | PR
17661 | ACTIVATION ISSUE | ACTIVATION ISSUE | ACTIVE |  |  | PR
17660 | ACQUISITION LAYER FLIP BACK | ACQUISITION LAYER FLIP BACK | ACTIVE | PR-UNDEFINED |  | PR
17659 | ABSORBENCY PROBLEMS | ABSORBENCY PROBLEMS | ACTIVE |  |  | PR
15087 | Separated - During Use |  | ACTIVE |  | Cardiology Vascular Access~PINSC | ALL
11612 | Incorrect Length - Too Long | The stent may appear longer than expected after deployment. | ACTIVE |  | Aortic Bifurcate Sealing Stent/Cuff~PINS | ALL
11611 | Incorrect Length - Too Short | The stent may appear shorter than expected after deployment. | ACTIVE |  | Aortic Bifurcate Sealing Stent/Cuff~PINS | ALL
11610 | Incorrect Length | The stent is shorter or longer than intended. | ACTIVE |  | Aortic Bifurcate Sealing Stent/Cuff~PINS | ALL
11609 | Incomplete Expansion | The stent does not fully open or expand as intended after deployment. | ACTIVE |  | Aortic Bifurcate Sealing Stent/Cuff~PINS | ALL
11608 | Compresses/Crushed - In Patient | Crushing or flattening of the diameter of the stent (as opposed to "accordioned" which refers to compression to the length of the device). In this case, compressed by an external force (e.g. tumor). | ACTIVE |  | Aortic Bifurcate Sealing Stent/Cuff~PINS | ALL
11607 | Compresses/Crushed - During Prep | Crushing or flattening of the diameter of the stent (as opposed to "accordioned" which refers to compression to the length of the device). In this case, compressed by an external force (e.g. tumor). | ACTIVE |  | Aortic Bifurcate Sealing Stent/Cuff~PINS | ALL
11606 | Compresses/Crushed - Prior to use | Crushing or flattening of the diameter of the stent (as opposed to "accordioned" which refers to compression to the length of the device). In this case, compressed by an external force (e.g. tumor). | ACTIVE |  | Aortic Bifurcate Sealing Stent/Cuff~PINS | ALL
11605 | Compresses/Crushed | Crushing or flattening of the diameter of the stent (as opposed to "accordioned" which refers to compression to the length of the device). In this case, compressed by an external force (e.g. tumor). | ACTIVE |  | Aortic Bifurcate Sealing Stent/Cuff~PINS | ALL
11604 | Fractured-separated - In Patient | Break in device integrity (metal, nitinol or wire), leading to separation into two or more pieces | ACTIVE |  | Aortic Bifurcate Sealing Stent/Cuff~PINS | ALL
11603 | Fractured-separated - During prep | Break in device integrity (metal, nitinol or wire), leading to separation into two or more pieces | ACTIVE |  | Aortic Bifurcate Sealing Stent/Cuff~PINS | ALL
11602 | Fractured-separated - Prior to Use | Break in device integrity (metal, nitinol or wire), leading to separation into two or more pieces | ACTIVE |  | Aortic Bifurcate Sealing Stent/Cuff~PINS | ALL
11601 | Fractured-separated | Break in device integrity (metal, nitinol or wire), leading to separation into two or more pieces | ACTIVE |  | Aortic Bifurcate Sealing Stent/Cuff~PINS | ALL
11600 | Fractured - In Patient | Break in device integrity (metal, nitinol or wire), but not in two or more separate pieces. | ACTIVE |  | Aortic Bifurcate Sealing Stent/Cuff~PINS | ALL
11599 | Fractured - During Prep | Break in device integrity (metal, nitinol or wire), but not in two or more separate pieces. | ACTIVE |  | Aortic Bifurcate Sealing Stent/Cuff~PINS | ALL
11598 | Fractured - Prior to use | Break in device integrity (metal, nitinol or wire), but not in two or more separate pieces. | ACTIVE |  | Aortic Bifurcate Sealing Stent/Cuff~PINS | ALL
11597 | Fractured | Break in device integrity (metal, nitinol or wire), but not in two or more separate pieces. | ACTIVE |  | Aortic Bifurcate Sealing Stent/Cuff~PINS | ALL
11468 | Timeliness/Delinquent Execution |  | ACTIVE |  |  | ALL
11467 | Failure to follow Procedure |  | ACTIVE |  |  | ALL
11466 | Deficient Documentation |  | ACTIVE |  |  | ALL
11465 | Deficient Process and/or Procedure |  | ACTIVE |  |  | ALL
11464 | Deficient Data or Analysis |  | ACTIVE |  |  | ALL
11463 | Deficient Action |  | ACTIVE |  |  | ALL
10001 | N/A |  | ACTIVE |  |  | ALL
10000 | N/A |  | ACTIVE |  | Xofigo | ALL

## Cost
Fac | Part Number | Item Description | TOTAL | MAT LEVEL | BKT 11 LAB LEVEL | BKT 21 VOH LEVEL | BKT 31 FOH LEVEL
63 | CL63RR98416 | INST SHT 1 & 2 GAL PRIVATE LBL | 0.21783 | 0.21783 | 0 | 0 | 0
63 | CL63R1040 | O/S FOR V8510 | 1.4317 | 1.4317 | 0 | 0 | 0
63 | CL63R1146 | O/S FOR V8900 | 2.0242 | 2.0242 | 0 | 0 | 0
63 | CL63R1368 | DISPENSER BOX FOR 8301 | 0.569 | 0.569 | 0 | 0 | 0
63 | CL63R1603 | O/S FOR V8970 | 0.8752 | 0.8752 | 0 | 0 | 0
63 | CL63R1653 | O/S FOR V8980 | 1.0875 | 1.0875 | 0 | 0 | 0
63 | CL63R1654 | O/S FOR V8985 | 1.0875 | 1.0875 | 0 | 0 | 0
63 | CL63R1706 | O/S FOR V8536 | 1.0706 | 1.0706 | 0 | 0 | 0
63 | CL63R1767 | *O/S FOR NOVA PLUS V8506 | 2.43 | 2.43 | 0 | 0 | 0
63 | CL63R1767A | O/S FOR NOVA PLUS V8506 | 1.0125 | 1.0125 | 0 | 0 | 0
63 | CL63R1768 | *O/S FOR NOVA PLUS V8618 | 1.646 | 1.646 | 0 | 0 | 0
63 | CL63R1768A | *O/S FOR NOVA PLUS V8618 | 1.8 | 1.8 | 0 | 0 | 0
63 | CL63R1768B | O/S FOR NOVA PLUS V8618 | 1.6979 | 1.6979 | 0 | 0 | 0
63 | CL63R1769 | *O/S FOR NOVA PLUS V8870 | 1.8 | 1.8 | 0 | 0 | 0
63 | CL63R1769A | *O/S FOR NOVA PLUS V8870 | 1.8 | 1.8 | 0 | 0 | 0
63 | CL63R1769B | O/S FOR NOVA PLUS V8870 | 1.6979 | 1.6979 | 0 | 0 | 0
63 | CL63R1770 | *O/S FOR NOVA PLUS V8938 | 1.514 | 1.514 | 0 | 0 | 0
63 | CL63R1770A | O/S FOR NOVA PLUS V8938 | 1.6979 | 1.6979 | 0 | 0 | 0
63 | CL63R1771 | OVERSHIPPER FOR PSS - 065 | 1.5975 | 1.5975 | 0 | 0 | 0
63 | CL63R1772 | LID INNER-CARTON FOR PSS - 065 | 1.0811 | 1.0811 | 0 | 0 | 0
63 | CL63R1773 | O/S FOR FISHER - 31325410 | 0.8129 | 0.8129 | 0 | 0 | 0
63 | CL63R1774 | INSERT FOR FISHER - 31325410 | 0.3778 | 0.3778 | 0 | 0 | 0
63 | CL63R1776 | O/S FOR SSIII- UNNPRINTED | 1.0125 | 1.0125 | 0 | 0 | 0
63 | CL63R1777 | INSERT FOR SSIII- UNPRINTED | 0.19828 | 0.19828 | 0 | 0 | 0
63 | CL63R1778 | INSERT FOR SSIII | 0.14336 | 0.14336 | 0 | 0 | 0
63 | CL63R1779 | O/S FOR SSII - UNPRINTED | 1.0706 | 1.0706 | 0 | 0 | 0
63 | CL63R1780 | INSERT FOR SSII - UNPRINTED | 0.40315 | 0.40315 | 0 | 0 | 0
63 | CL63R1781 | O/S FOR GATORGUARD | 1.4022 | 1.4022 | 0 | 0 | 0
63 | CL63R1782 | PAD FOR GATORGUARD | 0.08739 | 0.08739 | 0 | 0 | 0
63 | CL63R1783 | GATORGUARD DIVIDER | 0.37041 | 0.37041 | 0 | 0 | 0
63 | CL63R1784 | CARTON 21.875 X 18.625 | 0.24052 | 0.24052 | 0 | 0 | 0
63 | CL63R1785 | INSERT 21.4375 X 14.25 | 0.36 | 0.36 | 0 | 0 | 0
63 | CL63R1786 | INSERT 15.0625 X 14.0 | 0.3 | 0.3 | 0 | 0 | 0
63 | CL63R1787 | INSERT 21.75 X 14.25 | 0.61 | 0.61 | 0 | 0 | 0
63 | CL63R1793 | O/S FOR 8527R | 0.878 | 0.878 | 0 | 0 | 0
63 | CL63R1794 | UNIT CARTON/CORR ENTERAL SYRINGE | 0.45944 | 0.45944 | 0 | 0 | 0
63 | CL63R1796 | O/S FOR 8900 1QT.SHARPS CONT. | 1.0357 | 1.0357 | 0 | 0 | 0
63 | CL63R3908 | LABEL LOCKING INST | 0.02263 | 0.02263 | 0 | 0 | 0
63 | CL63R4055 | *LABEL CHEMOSAFETY | 0.02886 | 0.02886 | 0 | 0 | 0
63 | CL63R4127 | \IOHAZARD WASTE DISPOSAL LABEL | 0.0073 | 0.0073 | 0 | 0 | 0
63 | CL63R4127BCKGRD | ORANGE INK CLICHE - CL63R4127 | 283.68 | 283.68 | 0 | 0 | 0
63 | CL63R4127V8536 | BLACK INK CLICHE FOR V8536 | 794.48 | 794.48 | 0 | 0 | 0
63 | CL63R41278506SA | BLACK INK CLICHE FOR 8506SA | 283.68 | 283.68 | 0 | 0 | 0
63 | CL63R41278507SA | BLACK INK CLICHE FOR 8507SA | 283.68 | 283.68 | 0 | 0 | 0
63 | CL63R41278536SA | BLACK INK CLICHE FOR 8536SA | 283.68 | 283.68 | 0 | 0 | 0
63 | CL63R41278537SA | BLACK INK CLICHE FOR 8537SA | 283.68 | 283.68 | 0 | 0 | 0
63 | CL63R412789651 | BLACK INK CLICHE FOR 89651 | 756.65 | 756.65 | 0 | 0 | 0
63 | CL63R412789671 | BLACK INK CLICHE FOR 89671 | 283.68 | 283.68 | 0 | 0 | 0
63 | CL63R41278970 | BLACK INK CLICHE FOR 8970 | 283.68 | 283.68 | 0 | 0 | 0
63 | CL63R4128 | *LBL BIO-HAZ LARGE CONT.BLANK | 0.01756 | 0.01756 | 0 | 0 | 0
63 | CL63R4147 | *LABEL SHARP SHUTTLE TUBE | 0.00919 | 0.00919 | 0 | 0 | 0
63 | CL63R4153 | LABEL- USER INSTRUCTION 8303 | 0.01276 | 0.01276 | 0 | 0 | 0
63 | CL63R4225 | *LABEL-PHARMASAFETY PRODUCT | 0.04277 | 0.04277 | 0 | 0 | 0
63 | CL63R4264 | *LABEL BIO-HAZ SHARPS CONTAINER | 0.00488 | 0.00488 | 0 | 0 | 0
63 | CL63R4265 | *BIOHAZARD LABEL FOR 8930SA | 0.05847 | 0.05847 | 0 | 0 | 0
63 | CL63R4286 | *LABEL NON-INFECTIOUS WASTE | 0.0351 | 0.0351 | 0 | 0 | 0
63 | CL63R4293 | *CHEMOMAX PRODUCT LABEL | 0.03954 | 0.03954 | 0 | 0 | 0
63 | CL63R4296 | *BIOMAX BIOHAZARD LABEL | 0.03206 | 0.03206 | 0 | 0 | 0
63 | CL63R4355 | *PHARMA HAZARD LBL FOR 8836SA | 0.0394 | 0.0394 | 0 | 0 | 0
63 | CL63R4369 | *PRODUCT LABEL RCRA HAZ WASTE | 0.02021 | 0.02021 | 0 | 0 | 0
63 | CL63R4384 | *LABEL BIO-HAZ HORIZONTAL F&E | 0.02613 | 0.02613 | 0 | 0 | 0
63 | CL63R4401 | *PRINTED CONTAINER LABEL | 0.02218 | 0.02218 | 0 | 0 | 0
63 | CL63R4404 | *RINTED CONTAINER LABEL, CHEMO | 0.03774 | 0.03774 | 0 | 0 | 0
63 | CL63R4405 | *PRINTED LABEL, COUNTRY OF | 0.36818 | 0.36818 | 0 | 0 | 0
63 | CL63R4407 | LABEL, PRINTED, BIOHAZARD CONT | 0.031 | 0.031 | 0 | 0 | 0
63 | CL63R4416 | *O/S LABEL FOR NOVAPLUS | 0.0278 | 0.0278 | 0 | 0 | 0
63 | CL63R4417 | *BIOHZRD LBL FOR NOVAPLUS V8938 | 0.0675 | 0.0675 | 0 | 0 | 0
63 | CL63R4418 | *BIOHZRD LBL FOR NOVAPLUS V8506 | 0.01 | 0.01 | 0 | 0 | 0
63 | CL63R4419 | *PHRMSFTY LBL / NOVAPLUS V8870 | 0.1732 | 0.1732 | 0 | 0 | 0
63 | CL63R4420 | *RCRA HZRD LBL / NOVAPLUS V8618 | 0.0189 | 0.0189 | 0 | 0 | 0
63 | CL63R4421A | BIOHZRD LBL / FISHER 31325410 | 0.01328 | 0.01328 | 0 | 0 | 0
63 | CL63R4422A | BIOHAZARD LABEL FOR PSS - 065 | 0.01328 | 0.01328 | 0 | 0 | 0
63 | CL63R4423 | * HAZARD LABEL FOR UPW | 0.0337 | 0.0337 | 0 | 0 | 0
63 | CL63R4423A | *HAZARD LABEL FOR UPW | 0.09227 | 0.09227 | 0 | 0 | 0
63 | CL63R4426A | O/S LABEL FOR PSS - 065 | 0.1925 | 0.1925 | 0 | 0 | 0
63 | CL63R4427 | BIOHAZARD WASTE DISPOSAL LABEL | 0.00696 | 0.00696 | 0 | 0 | 0
63 | CL63R4427311422 | BLACK INK CLICHE FOR 31142222 | 756.65 | 756.65 | 0 | 0 | 0
63 | CL63R4428 | *BIOHAZARD LABEL SHARPS-A-GATOR | 0.0235 | 0.0235 | 0 | 0 | 0
63 | CL63R4439 | LID LOCKING INST.SHT - NON-BIO | 0.02229 | 0.02229 | 0 | 0 | 0
63 | CL63R4440 | *NON-BIOHAZARDOUS PHARMA LABEL | 0.04316 | 0.04316 | 0 | 0 | 0
63 | CL63R4441 | IN-MOLD BIOHAZARD LABEL | 0.00917 | 0.00917 | 0 | 0 | 0
63 | CL63R4445 | (COV) Product Label, Printed | 0.04024 | 0.04024 | 0 | 0 | 0
63 | CL63R4545 | BAG FOR 1510SA - PRINTED | 0.0193 | 0.0193 | 0 | 0 | 0
63 | CL63R4546 | PLASTIC BAG, PRINTED, AUTODROP | 0.0907 | 0.0907 | 0 | 0 | 0
63 | CL63R7462LTAD | BLACK INK CLICHE' FOR 8836NB | 0 | 0 | 0 | 0 | 0
63 | CL63R9225 | *INNER CARTON FOR 8502Y | 1.102 | 1.102 | 0 | 0 | 0
63 | CL63R98099 | *INST.SHT FOR SHP SHUTTLE-8301 | 0.215 | 0.215 | 0 | 0 | 0
63 | CL63R98173 | INST SHEET FOR DRYWALL ANCHORS | 0.13172 | 0.13172 | 0 | 0 | 0
63 | CL63R98211 | (COV) INST. SHT FOR 30GAL | 0.17646 | 0.17646 | 0 | 0 | 0
63 | CL63R98226 | INSTRUCTION SHEET FOR 8964 | 0.25476 | 0.25476 | 0 | 0 | 0
63 | CL63R98234 | INST SHT FOR PHARMASAFETY | 0.10852 | 0.10852 | 0 | 0 | 0
63 | CL63R9828 | PRODUCT ID INSERT-1511/1509 | 0.10838 | 0.10838 | 0 | 0 | 0
63 | CL63R98331 | *INSTRUCTION SHEET FOR 8303SA | 0.13405 | 0.13405 | 0 | 0 | 0
63 | CL63R98331A | PRINTED INSERT, 1 QUART TRANSP | 0.6345 | 0.6345 | 0 | 0 | 0
63 | CL63R98334 | *PRINTED INSERT, SHARPSTAR | 0.054 | 0.054 | 0 | 0 | 0
63 | CL63R98334A | PRINTED INSERT, SHARPSTAR | 0.05011 | 0.05011 | 0 | 0 | 0
63 | CL63R98337 | *INSTRUCTION SHEET FOR 8900SA | 0.07565 | 0.07565 | 0 | 0 | 0
63 | CL63R98337A | (COV) Printed Insert | 0.21134 | 0.21134 | 0 | 0 | 0
63 | CL63R98338 | INST.SHEET-AUTODRP BLD NDL SYS | 0.59145 | 0.59145 | 0 | 0 | 0
63 | CL63R98340 | *INST SHT FOR UNWINDERS 8512Y | 0.31 | 0.31 | 0 | 0 | 0
63 | CL63R98346 | INT SHT - INROOM SHARPS | 0.06947 | 0.06947 | 0 | 0 | 0
63 | CL63R98347 | INSTRUCTION SHEET (CART) | 0.475 | 0.475 | 0 | 0 | 0
63 | CL63R98355 | INST.SHEET FOR 8781/8790/8791 | 0.57035 | 0.57035 | 0 | 0 | 0
63 | CL63R98362 | *INST SHEET FOR GATORGUARD ACC | 0.79 | 0.79 | 0 | 0 | 0
63 | CL63R98395 | INST SHEET 7-1/2 GAL HNG LID | 0.36522 | 0.36522 | 0 | 0 | 0
63 | CL63R98396 | *(COV) PRINTED INSERT, GENERIC | 0.05253 | 0.05253 | 0 | 0 | 0
63 | CL63R98396A | Printed Insert, Generic | 0.07781 | 0.07781 | 0 | 0 | 0
63 | CL63R98397 | *(COV) PRINTED INSERT, GENERIC, | 0.28212 | 0.28212 | 0 | 0 | 0
63 | CL63R98397A | PRINTED INSERT, GENERIC | 0.3713 | 0.3713 | 0 | 0 | 0
63 | CL63R98407 | *(COV)PRINTED INSERT, INSTRUCT | 0.075 | 0.075 | 0 | 0 | 0
63 | CL63R98407A | Printed Insert, Instruction | 0.06888 | 0.06888 | 0 | 0 | 0
63 | CL63R98408 | *(COV)PRINTED INST,3.5 GALLON | 0.13405 | 0.13405 | 0 | 0 | 0
63 | CL63R98411 | INST.SHEET FOR ABSORBENT PADS | 0.02082 | 0.02082 | 0 | 0 | 0
63 | CL63R98414 | *INST SHEET FOR 2&3 GAL - 5QT | 0.11073 | 0.11073 | 0 | 0 | 0
63 | CL63R98414A | INST SHEET FOR 2&3 GAL - 5QT | 0.10098 | 0.10098 | 0 | 0 | 0
63 | CL63R98415 | *INST SHEET 1 & 2 GAL SLIDE TOP | 0.04277 | 0.04277 | 0 | 0 | 0
63 | CL63R98431 | *INSTRUCTION SHEET, RCRA WASTE | 0.6345 | 0.6345 | 0 | 0 | 0
63 | CL63R98433 | INSTRUCTION SHEET (CART) | 0.435 | 0.435 | 0 | 0 | 0
63 | CL63R98458 | *INST SHEET FOR 8605RC 5QT | 0.42752 | 0.42752 | 0 | 0 | 0
63 | CL63R98461 | *PRINTED INSERT,SHARPS-A-GATOR/ | 0.18715 | 0.18715 | 0 | 0 | 0
63 | CL63R98461A | PRINTED INSERT,SHARPS-A-GATOR/ | 0.24243 | 0.24243 | 0 | 0 | 0
63 | CL63R98470 | *INST SHT FOR NOVA PLUS V8506 | 0.0598 | 0.0598 | 0 | 0 | 0
63 | CL63R98471 | *INST SHT FOR NOVA PLUS V8618 | 1.278 | 1.278 | 0 | 0 | 0
63 | CL63R98472 | *INST SHT FOR NOVA PLUS V8870 | 0.29304 | 0.29304 | 0 | 0 | 0
63 | CL63R98473 | *INST SHT FOR NOVA PLUS V8938 | 0.08401 | 0.08401 | 0 | 0 | 0
63 | CL63R98474A | INST. SHT. FOR FISHER 31325410 | 0.36579 | 0.36579 | 0 | 0 | 0
63 | CL63R98475A | PRINTED INSERT, PREVENT 065 | 0.176 | 0.176 | 0 | 0 | 0
63 | CL63R98477 | INST. SHEET FOR 8602U - UPW | 0.18951 | 0.18951 | 0 | 0 | 0
63 | CL63R98478 | INST. SHEET FOR 8605U - UPW | 0.76798 | 0.76798 | 0 | 0 | 0
63 | CL63R98479 | INST.SHT FOR 8607U,8611U,8617U | 0.1728 | 0.1728 | 0 | 0 | 0
63 | CL63R98480 | INST.SHT FOR 8608U,8612U,8618U | 0.29634 | 0.29634 | 0 | 0 | 0
63 | CL63R98482 | INST.SHT. FOR NON-BIO PHARMA | 0.21749 | 0.21749 | 0 | 0 | 0
63 | CL63R9869 | *INST SHEET INROOM SHARPS DOORS | 0.05254 | 0.05254 | 0 | 0 | 0
63 | CL63R9869A | (COV) Printed Insert, IN-ROOM Sharps Disposal | 0.07781 | 0.07781 | 0 | 0 | 0
63 | CL63R9870 | *INST SHEET INROOM SHARPS LIDS | 0.0463 | 0.0463 | 0 | 0 | 0
63 | CL63R9870A | *INST SHEET INROOM SHARPS LIDS | 0.03893 | 0.03893 | 0 | 0 | 0
63 | CL63R9870B | Printed Insert, Instruciton | 0.43003 | 0.43003 | 0 | 0 | 0
63 | CL63R9875 | *INST.SHEET VERT.DROP SHRP CONT | 0.07475 | 0.07475 | 0 | 0 | 0
63 | CL63R9875A | INST.SHEET VERT.DROP SHRP CONT | 0.06815 | 0.06815 | 0 | 0 | 0
63 | CL63R9876 | *PRINTED INSERT,INST. SHEET | 0.0545 | 0.0545 | 0 | 0 | 0
63 | CL63R9876A | *PRINTED IFU, ROTOR LID | 0.03451 | 0.03451 | 0 | 0 | 0
63 | CL63R9876B | PRINTED IFU, ROTOR LID | 0.05206 | 0.05206 | 0 | 0 | 0
63 | CL63R9881 | *INST SHT 8935LID BIOHAZ SERIES | 0.03024 | 0.03024 | 0 | 0 | 0
63 | CL63R9881A | INST SHT 8935LID BIOHAZ SERIES | 0.03077 | 0.03077 | 0 | 0 | 0
63 | CL63R9882 | *(COV)PRINTED INST,SHARPS/CHEMO | 0.1245 | 0.1245 | 0 | 0 | 0
63 | CL63R9882A | (COV)PRINTED INST,SHARPS/CHEMO | 0.11352 | 0.11352 | 0 | 0 | 0
63 | CL63R9918 | *(COV)PRINTED INST,CHEMOSAFETY | 0.0914 | 0.0914 | 0 | 0 | 0
63 | CL63R9918A | *(COV)PRINTED INST,CHEMOSAFETY | 0.0634 | 0.0634 | 0 | 0 | 0
63 | CL63R9918B | (COV)PRINTED INST,CHEMOSAFETY | 0.04008 | 0.04008 | 0 | 0 | 0
63 | CL63R9960 | *INST SHT HINGED LID/SNAP CAP | 0.10541 | 0.10541 | 0 | 0 | 0
63 | CL63R9960A | (COV) Printed Insert, Sharps D | 0.16272 | 0.16272 | 0 | 0 | 0
63 | CL63R9962 | *INST SHT-SHARPS ROTOR & AUTODR | 0.13406 | 0.13406 | 0 | 0 | 0
63 | CL63R9962A | INST SHT-SHARPS ROTOR & AUTODR | 0.1806 | 0.1806 | 0 | 0 | 0
63 | CL635160042A | UNIT BOX 12ML SH VETPK COVIDI | 0.3751 | 0.3751 | 0 | 0 | 0
63 | CL635160072A | UNIT BOX 12 ML IV ACC COVIDIEN | 0.3861 | 0.3861 | 0 | 0 | 0
63 | CM285153315 | FOLDING CARTON PURPLE 10ML | 0.3739 | 0.3739 | 0 | 0 | 0
63 | CM285153393 | *UNIT CTN 12ML SR SFTPK PTD | 0 | 0 | 0 | 0 | 0
63 | CM285153491 | UNIT CTN 12ML SFPK PTD | 0.29975 | 0.29975 | 0 | 0 | 0
63 | CM285160000 | UNIT CTN 12mL SFTPK COVIDIEN | 0.36227 | 0.36227 | 0 | 0 | 0
63 | CM285160002 | UNIT BOX 12NDL SFTPK COVIDIEN | 0.5817 | 0.5817 | 0 | 0 | 0
63 | CM285160036 | UNIT BOX 12SE PTD COVIDIEN | 0.36163 | 0.36163 | 0 | 0 | 0
63 | CM285160041 | UNIT BOX 412ML PTD COVIDIEN | 0.3185 | 0.3185 | 0 | 0 | 0
63 | CM285160043 | UNIT BOX 12ML CMB SH COVIDIEN | 0.3861 | 0.3861 | 0 | 0 | 0
63 | CM285160043A | UNIT BOX 12ML CMB SH COVIDIEN | 0.3861 | 0.3861 | 0 | 0 | 0
63 | CM285160044 | UNIT BOX 12ML LG CMB COVIDIEN | 0.49065 | 0.49065 | 0 | 0 | 0
63 | CM285160044A | UNIT BOX 12ML LG CMB COVIDIEN | 0.513 | 0.513 | 0 | 0 | 0
63 | CM285160048 | UNIT BOX 12ML SR COVIDIEN | 0.2276 | 0.2276 | 0 | 0 | 0
63 | CM285160048A | UNIT BOX 12ML SR COVIDIEN | 0.3762 | 0.3762 | 0 | 0 | 0
63 | CM285160049 | UNIT BOX 12ML SE COVIDIEN | 0.23478 | 0.23478 | 0 | 0 | 0
63 | CM285160049A | UNIT BOX 12ML SE COVIDIEN | 0.3831 | 0.3831 | 0 | 0 | 0
63 | CM285160050 | UNIT BOX 12ML LK COVIDIEN | 0.22763 | 0.22763 | 0 | 0 | 0
63 | CM285160050A | UNIT BOX 12ML LK COVIDIEN | 0.3066 | 0.3066 | 0 | 0 | 0
63 | CM285160071 | CORRUG CTN SMARTIP 12ML COVID | 0.64852 | 0.64852 | 0 | 0 | 0
63 | CM285160073 | UNIT BOX 12ML BLNTIP ACC COVI | 0.612 | 0.612 | 0 | 0 | 0
63 | CM285160092 | UNIT BOX 10ML AMBER ORAL MED | 0.466 | 0.466 | 0 | 0 | 0
63 | CM285160093 | UNIT BOX CE 907ML COVIDIEN | 0.4308 | 0.4308 | 0 | 0 | 0
63 | CM285549920 | *PALLET HARDWD HEAT TRT 44X48 | 7.25 | 7.25 | 0 | 0 | 0
63 | EXP0112 | SILICONE DOW 360 12,500 CST | 12.99 | 12.99 | 0 | 0 | 0
63 | EXP5000 | PE TOTE LINER 25X23X43 | 0.1511 | 0.1511 | 0 | 0 | 0
63 | EXP5013 | TAPE 2" CLEAR | 0 | 0 | 0 | 0 | 0
63 | EXP6001 | RUBBER BAND 1-3/4" X 1/16 | 0 | 0 | 0 | 0 | 0
63 | EXP6020 | GLUE 34-25 HM160 | 64.75 | 64.75 | 0 | 0 | 0
63 | EXP6021 | INK CARTRIDGE 91544 | 68.8333 | 68.8333 | 0 | 0 | 0
63 | EXP6027 | INK THINNER, APEX PAD PRINTER | 1055 | 1055 | 0 | 0 | 0
63 | G1015 | *UNPRINTED INNER CARTON 3QT | 1.5049 | 1.5049 | 0 | 0 | 0
63 | G1017 | *UNPRINTED INNER CARTON 5055SA | 2.379 | 2.379 | 0 | 0 | 0
63 | G1019 | *I/C FOR 5075 (6.5 GALLON) | 4.35 | 4.35 | 0 | 0 | 0
63 | G1021 | *I/C FOR 5080 | 3.552 | 3.552 | 0 | 0 | 0
63 | G1025 | *UNPRINTED INNER CRTN F/5055SP | 1.255 | 1.255 | 0 | 0 | 0
63 | G1027 | *I/C FOR 5050SP & 5050SPB | 1.952 | 1.952 | 0 | 0 | 0
63 | G1043B | *OVERSHIPPER FOR 5055SP | 1.242 | 1.242 | 0 | 0 | 0
63 | G1043C | *OVERSHIPPER FOR 5055SP | 1.063 | 1.063 | 0 | 0 | 0
63 | G1043D | *OVERSHIPPER FOR 5055SP | 1.1352 | 1.1352 | 0 | 0 | 0
63 | G1044 | *OVERSHIPPER FOR 5080 - 2PK. | 1.99 | 1.99 | 0 | 0 | 0
63 | G1044B | *OVERSHIPPER FOR 5080SA 2PK | 1.72 | 1.72 | 0 | 0 | 0
63 | G1045B | *O/S FOR 5075 (2PK.) | 2.002 | 2.002 | 0 | 0 | 0
63 | G1045C | *O/S FOR 5075SA (2PK.) | 2.5 | 2.5 | 0 | 0 | 0
63 | G1046B | *O/S FOR 5055 | 1.97 | 1.97 | 0 | 0 | 0
63 | G1046C | *O/S FOR 5055SA | 2.115 | 2.115 | 0 | 0 | 0
63 | G1047B | *OVERSHIPPER FOR 5050 | 1.318 | 1.318 | 0 | 0 | 0
63 | G1047C | *OVERSHIPPER FOR 5050SA | 1.263 | 1.263 | 0 | 0 | 0
63 | G1048B | *OVERSHIPPER FOR 5050SP | 1.281 | 1.281 | 0 | 0 | 0
63 | G1048C | *OVERSHIPPER FOR 5050SP | 1.076 | 1.076 | 0 | 0 | 0
63 | G1049C | *5050 MAIL AWAY PROG.BOX TWNPK | 0 | 0 | 0 | 0 | 0
63 | G1049D | *5050SA MAILAWY PROG.BOX TWNPK | 1.3 | 1.3 | 0 | 0 | 0
63 | G1049E | *5050SA MAIL-AWY PROG.BOX | 0.93 | 0.93 | 0 | 0 | 0
63 | G1049F | ***5050SA MAIL-AWY PROG.BOX TW | 1.59 | 1.59 | 0 | 0 | 0
63 | G1049G | *5050SA MAIL-AWY PROGBOX TWNPK | 1.86 | 1.86 | 0 | 0 | 0
63 | G1050 | *MAIL AWAY BOX - 5050SP | 0 | 0 | 0 | 0 | 0
63 | G1050C | *MAIL-AWAY CARTON FOR 5050SP | 0 | 0 | 0 | 0 | 0
63 | G1050D | *O/S FOR 5050SP MAIL-AWAY | 1.389 | 1.389 | 0 | 0 | 0
63 | G1050E | ***O/S FOR 5050SP MAIL-AWAY | 1.127 | 1.127 | 0 | 0 | 0
63 | G1050F | *O/S FOR 5050SP MAIL-AWAY | 1.32 | 1.32 | 0 | 0 | 0
63 | G1050G | *O/S FOR 5050SP MAIL-AWAY | 1.663 | 1.663 | 0 | 0 | 0
63 | G1051C | *O/S FOR 5055 MAIL-AWAY | 2.06 | 2.06 | 0 | 0 | 0
63 | G1051D | *O/S FOR 5055 MAIL-AWAY | 1.76 | 1.76 | 0 | 0 | 0
63 | G1051E | *O/S FOR 5055 MAIL-AWAY | 1.32 | 1.32 | 0 | 0 | 0
63 | G1051F | ***O/S FOR 5055 MAIL-AWAY | 1.453 | 1.453 | 0 | 0 | 0
63 | G1051G | *O/S FOR 5055SA MAIL-AWAY | 1.78 | 1.78 | 0 | 0 | 0
63 | G1052C | *I/C FOR 5055SP MAIL-AWAY | 0 | 0 | 0 | 0 | 0
63 | G1052D | *I/C FOR 5055SP MAIL-AWAY | 1.34 | 1.34 | 0 | 0 | 0
63 | G1052E | ***I/C FOR 5055SP MAIL-AWAY | 0.91 | 0.91 | 0 | 0 | 0
63 | G1052F | *I/C FOR 5055SP MAIL-AWAY | 0 | 0 | 0 | 0 | 0
63 | G1052G | *CORRUGATED CASE FOR 5055SP | 1.59 | 1.59 | 0 | 0 | 0
63 | G1053C | *O/S FOR 5075 MAIL-AWAY | 0 | 0 | 0 | 0 | 0
63 | G1053D | *O/S FOR 5075SA MAIL-AWAY | 3.352 | 3.352 | 0 | 0 | 0
63 | G1054 | *MAIL AWAY BOX - 5080 | 0 | 0 | 0 | 0 | 0
63 | G1054C | *O/S FOR 5080 MAIL-AWAY | 0 | 0 | 0 | 0 | 0
63 | G1054D | *O/S FOR 5080SA MAIL-AWAY | 3.317 | 3.317 | 0 | 0 | 0
63 | G1060 | *OVERSHIPPER FOR 2020NA | 0 | 0 | 0 | 0 | 0
63 | G1060B | *OVERSHIPPER FOR 2020NA | 1.975 | 1.975 | 0 | 0 | 0
63 | G3642 | *LABEL - 2020NA SHARPSAFETY | 0 | 0 | 0 | 0 | 0
63 | G3642A | *LABEL - 2020NA SHARPSAFETY | 0.20592 | 0.20592 | 0 | 0 | 0
63 | G3643 | *LABEL-BIO-HAZ.FOR 2GAL & 3QT. | 0 | 0 | 0 | 0 | 0
63 | G3643B | *LABEL-BIO-HAZ.FOR 2GAL & 3QT. | 0.05526 | 0.05526 | 0 | 0 | 0
63 | G3643C | *LABEL-BIO-HAZ.FOR 2GAL & 3QT. | 0.055 | 0.055 | 0 | 0 | 0
63 | G3646B | *LABEL - USPS FOR 5055SA | 0.095 | 0.095 | 0 | 0 | 0
63 | G3646C | ***LABEL - USPS FOR 5055SA | 0.1125 | 0.1125 | 0 | 0 | 0
63 | G3646D | *LABEL - USPS FOR 5055SA | 0.1125 | 0.1125 | 0 | 0 | 0
63 | G3647B | *LABEL - USPS FOR 5055SP | 0.095 | 0.095 | 0 | 0 | 0
63 | G3647C | ***LABEL - USPS FOR 5055SP | 0.095 | 0.095 | 0 | 0 | 0
63 | G3647D | *LABEL - USPS FOR 5055SP | 0.1125 | 0.1125 | 0 | 0 | 0
63 | G3649B | *LABEL - USPS FOR 5080SA | 0.1125 | 0.1125 | 0 | 0 | 0
63 | G3652 | *LABEL-LG.VOL.MAILAWAY BIO-HAZ | 0 | 0 | 0 | 0 | 0
63 | G3652B | *LABEL-LG.VOL.MAILAWAY BIO-HAZ | 0.1995 | 0.1995 | 0 | 0 | 0
63 | G3652C | *LABEL-LG.VOL.MAIL-AWAY BIOHAZ | 0.1995 | 0.1995 | 0 | 0 | 0
63 | G3700 | *POLYBAG-GUSSETED 2GAL.MAILAWY | 0 | 0 | 0 | 0 | 0
63 | G3711 | *BAG FOR 5075 & 5080 | 0.59145 | 0.59145 | 0 | 0 | 0
63 | G3712 | ***BAG FOR 5050/5055/5055SP | 0.5942 | 0.5942 | 0 | 0 | 0
63 | G3713 | ***BAG FOR 5050SP | 0.3068 | 0.3068 | 0 | 0 | 0
63 | G7007 | *3QUART RED SHARPS CONT. | 4.01 | 4.01 | 0 | 0 | 0
63 | G7010 | *WALL BRACKET | 5.5 | 5.5 | 0 | 0 | 0
63 | G7011 | *HOLDERMAILAWY SHARPS CONT 2GA | 11 | 11 | 0 | 0 | 0
63 | G7016 | *COVER MAIL-AWAY CONTAINERS | 1.19 | 1.19 | 0 | 0 | 0
63 | G7016A | *COVER MAIL-AWAY CONTAINERS | 1.1578 | 1.1578 | 0 | 0 | 0
63 | G7018 | *CONT 3.5 GALLON MAIL-AWAY | 2.3683 | 2.3683 | 0 | 0 | 0
63 | G7018A | *CONT 3.5 GALLON MAIL-AWAY | 1.556 | 1.556 | 0 | 0 | 0
63 | G7019 | *CONTAINER 6 GAL. MAIL-AWAY | 2.97 | 2.97 | 0 | 0 | 0
63 | G7020 | *110MM METAL CAP | 0.22621 | 0.22621 | 0 | 0 | 0
63 | G9807 | *VELCRO HOOK (X98024) | 0.05 | 0.05 | 0 | 0 | 0
63 | G9810 | *DRI MOP | 0.111 | 0.111 | 0 | 0 | 0
63 | G9818 | *TRACKING DOC.ENV FOR MAIL-AWY | 0.086 | 0.086 | 0 | 0 | 0
63 | G9821B | *INST. SHEET FOR 2 GALLON | 0.274 | 0.274 | 0 | 0 | 0
63 | G9821C | *INST. SHEET FOR 2 GALLON | 0.25 | 0.25 | 0 | 0 | 0
63 | G9821D | ***INST. SHEET FOR 2 GALLON | 0.332 | 0.332 | 0 | 0 | 0
63 | G9821E | *INST. SHEET FOR 2 GALLON | 0.3 | 0.3 | 0 | 0 | 0
63 | G9822B | *INST. SHEET FOR 3.5 & 6.5 GAL | 0.35251 | 0.35251 | 0 | 0 | 0
63 | G9822C | *INST SHEET FOR 3.5 & 6.5 GAL. | 0.3479 | 0.3479 | 0 | 0 | 0
63 | G9822D | *INST SHEET FOR 3.5 & 6.5 GAL | 0.3479 | 0.3479 | 0 | 0 | 0
63 | G9823 | *MOUNTING INST-2GAL. MAIL-AWY | 0 | 0 | 0 | 0 | 0
63 | G9823B | *MOUNTING INST.-2GAL. MAIL-AWY | 0.558 | 0.558 | 0 | 0 | 0
63 | G9824 | *RED CAP-83MM PLASTIC 2GAL/3QT | 0.07719 | 0.07719 | 0 | 0 | 0
63 | G9825 | *FOAM LINER-83MM CAP 2GAL/3QT. | 0.124 | 0.124 | 0 | 0 | 0
63 | G9826 | *VELCRO LOOP (X98023) | 0.05 | 0.05 | 0 | 0 | 0
63 | G9832C | *INST.SHEET FOR 1.5 & 3 QUART | 0.1825 | 0.1825 | 0 | 0 | 0
63 | G9832D | *INST.SHEET FOR 1.5 & 3 QUART | 0.17 | 0.17 | 0 | 0 | 0
63 | G9832E | ***INST.SHEET FOR 1.5 & 3 QRT | 0.326 | 0.326 | 0 | 0 | 0
63 | G9832F | *INST.SHEET FOR 1.5 & 3 QUART | 0.3 | 0.3 | 0 | 0 | 0
63 | HPK0000000003 | *(COV) INST SHT INROOM SHARPS | 0.2125 | 0.2125 | 0 | 0 | 0
63 | HP108048 | INSERT SHEET ENTERAL SYRINGE | 0.1891 | 0.1891 | 0 | 0 | 0
63 | LGWR-1 | PRINTER RIBBONS - 2" | 141.6 | 141.6 | 0 | 0 | 0
63 | LGWR-4 | PRINTER RIBBONS - 4" | 97.2 | 97.2 | 0 | 0 | 0
63 | MDS705110 | *1 QT PHLEBOTOMY CONT RED | 23.0154 | 5e-05 | 6.5709 | 7.8868 | 8.5576
63 | MDS705115 | *1.5 QT SHARPS RED CONTAINER | 0 | 0 | 0 | 0 | 0
63 | MDS705125 | *2.5QUART TORTUOUS PATH RED | 20.9455 | 4e-05 | 5.98 | 7.7879 | 7.1775
63 | MDS705151 | *5 QUART GATORGUARD TRANS RED | 8.6426 | 0 | 2.4675 | 2.9616 | 3.2135
63 | MDS705152 | *5 QT TORTUOUS PATH TRANS RED | 14.8416 | 1e-05 | 4.2373 | 5.0859 | 5.5184
63 | MDS705153 | *5QT,TRNS RD CONT, PRIVATE LBL | 8.404 | 2e-05 | 2.3994 | 2.8798 | 3.1248
63 | MDS705201 | *1GAL CONT RED SLIDE TOP | 14.2409 | 1e-05 | 4.0658 | 4.88 | 5.295
63 | MDS705202 | *2 GAL CONT RED SLIDE TOP | 7.9885 | 1e-05 | 2.2807 | 2.7375 | 2.9703
63 | MDS705203 | *3 GAL GATORGUARD TRANS RED | 5.1569 | 0 | 1.4723 | 1.7672 | 1.9175
63 | MDS705210 | *10 GAL CONT RED HNG TOR LID | 3.0799 | 1e-05 | 0.87931 | 1.0554 | 1.1451
63 | MDS706202 | *2 GAL CHEMOTHERAPY CONT | 7.9886 | 2e-05 | 2.2807 | 2.7375 | 2.9703
63 | MDS706205 | *7 GAL CHEMO YELLOW GASKET LID | 40.1765 | 6e-05 | 11.4705 | 14.9384 | 13.7676
63 | MDS706210 | *10 GAL CHEMO YELLOW GASKETLID | 11.9908 | 2e-05 | 3.4234 | 4.4584 | 4.109
63 | MDS707005 | *WALL CABINET FOR 3 GAL GGCONT | 0 | 0 | 0 | 0 | 0
63 | MDS707016 | *HOLDER FOR 3 GAL GG CONTAINER | 5.7098 | 0.0022 | 1.6296 | 2.1222 | 1.9559
63 | MDS707910 | *HOLDER FOR 1 QUART | 5.1472 | 0.0005 | 1.4694 | 1.9137 | 1.7637
63 | MDS707955 | *HOLDER FOR 5 QT GG CONTAINER | 1.9018 | 2e-05 | 0.54295 | 0.7071 | 0.65168
63 | MDS707974 | *HOLDER FOR 2 GALLON | 36.5739 | 7e-05 | 10.4419 | 13.5988 | 12.533
63 | MDS707975 | *BRACKET - 1 & 2 GALLON | 0 | 0 | 0 | 0 | 0
63 | OPMDS705115 | *1.5QT. SHARPS CONTAINER - 20 | 37.4 | 37.4 | 0 | 0 | 0
63 | OPMDS707005 | *WALL CABINET FOR 3 GAL GGCONT | 18.188 | 18.188 | 0 | 0 | 0
63 | OPMDS707549 | *WALL CABINET FOR 5 QT TP CONT | 151.79 | 151.79 | 0 | 0 | 0
63 | OPMDS707553 | *5QT JR WALL ENCLOSURE | 15.15 | 15.15 | 0 | 0 | 0
63 | OPMDS707912 | *WIRE BRACKET FOR 1 QUART | 18.4 | 18.4 | 0 | 0 | 0
63 | OPMDS707960 | *HIDDEN BRACKET FOR 5 QT TP 20 | 54.01 | 54.01 | 0 | 0 | 0
63 | OPMDS707963 | *LOCKING BRACKET- 1 & 2 GALLON | 64.41 | 64.41 | 0 | 0 | 0
63 | OPMDS707975 | *BRACKET - 1 & 2 GALLON | 21.75 | 21.75 | 0 | 0 | 0
63 | OP045 | *5 QT ENCLOSURE FOR PSS | 14.635 | 14.635 | 0 | 0 | 0
63 | OP1001UD | *RECAPPER - ULTIMATE WEIGHTED | 0 | 0 | 0 | 0 | 0
63 | OP1002 | *RECAPPER STAND | 41.28 | 41.28 | 0 | 0 | 0
63 | OP1510 | *AUTO DROP - PIONEER | 0 | 0 | 0 | 0 | 0
63 | OP1510SA | *AUTODROP - PIONEER | 0 | 0 | 0 | 0 | 0
63 | OP1556SA | *PATIENT ACCESS TRAY - RED | 0 | 0 | 0 | 0 | 0
63 | OP31139846 | *PLASTIC GLOVE BOX HOLDER | 22.27 | 22.27 | 0 | 0 | 0
63 | OP31139861 | *1 QT WIRE WALL/CART BRACKET | 70.17 | 70.17 | 0 | 0 | 0
63 | OP31158507 | *WALL ENCLOSURE CLEAR | 160.4 | 160.4 | 0 | 0 | 0
63 | OP31158549 | *WALL ENCLOSURE ALMOND BACK | 163.32 | 163.32 | 0 | 0 | 0
63 | OP31158960 | *HIDDEN BRACKET | 54.64 | 54.64 | 0 | 0 | 0
63 | OP31307005 | *3GAL SMOKE FRONT SHARPS ENCL1 | 18.327 | 18.327 | 0 | 0 | 0
63 | OP31307013 | *GLOVE BOX | 4.013 | 4.013 | 0 | 0 | 0
63 | OP31320032 | *GLOVE BOX 10 | 33.71 | 33.71 | 0 | 0 | 0
63 | OP31353553 | *5QT JR WALL ENCLOSURE | 15.092 | 15.092 | 0 | 0 | 0
63 | OP5050C | *3 QUART WALL BRACKET | 35 | 35 | 0 | 0 | 0
63 | OP8200 | *COMPREHENSIVE SHRPSMGMT PROG1 | 0 | 0 | 0 | 0 | 0
63 | OP8210 | *TIME WAND II-SHP MNGMT PRGM 1 | 0 | 0 | 0 | 0 | 0
63 | OP8220 | *SNGL RECHARGER DOWNLOADER 1 | 0 | 0 | 0 | 0 | 0
63 | OP8225 | *MULTIPLE/RECHARGERDOWNLOADER1 | 0 | 0 | 0 | 0 | 0
63 | OP8230 | *CABLE(DB25)-SHP.MGMT.PROGRAM1 | 0 | 0 | 0 | 0 | 0
63 | OP8235 | *CABLE(DB9)-SHP.MGMT.PROGRAM 1 | 0 | 0 | 0 | 0 | 0
63 | OP8240 | *TIME WAND II - WINDOW POUCH 1 | 0 | 0 | 0 | 0 | 0
63 | OP8245 | *TIME WAND II - BATTERY PACK 1 | 0 | 0 | 0 | 0 | 0
63 | OP8250 | *TIME WANDII REFURBISHING PKG1 | 0 | 0 | 0 | 0 | 0
63 | OP8400 | *LEAD LINED CABINET | 485 | 485 | 0 | 0 | 0
63 | OP8516-1HB | *85161H WL ENCL BULK SHIPPED | 7.151 | 7.151 | 0 | 0 | 0
63 | OP8516HDL | *8516HDL DOOR W/WINDOW W/LKS 1 | 0 | 0 | 0 | 0 | 0
63 | OP8516U | *8516-U ENC SNAP IN WINDOW | 0 | 0 | 0 | 0 | 0
63 | OP85161H | *85161H WL ENC SNAPIN WINDOW 1 | 7.32 | 7.32 | 0 | 0 | 0
63 | OP85165H | *85161 BODY W/RECT WINDOW PK.5 | 35.891 | 35.891 | 0 | 0 | 0
63 | OP8518X | *5QT SEC BRACKET - SPECIAL 5 | 41.79 | 41.79 | 0 | 0 | 0
63 | OP8519C | *BRACKET, 5 QT., REGULAR 5 | 24.51 | 24.51 | 0 | 0 | 0
63 | OP8524C | *BRACKET, 3 GAL., REGULAR 5 | 33.75 | 33.75 | 0 | 0 | 0
63 | OP8528C | *BRACKET, 3 GAL., SECURITY 5 | 74.5 | 74.5 | 0 | 0 | 0
63 | OP8530-1H | *3 GA ENCLOSURE ASSY W/WINDOWS | 0 | 0 | 0 | 0 | 0
63 | OP85301H | *3GA ENCLOSURE ASSY W/WINDOWS1 | 12.79 | 12.79 | 0 | 0 | 0
63 | OP85301HN | *3GAL.ENCL W/WINDOWS NO LOGO | 0 | 0 | 0 | 0 | 0
63 | OP8542C | *SSIV NON LOCKING WIRE BRACKET | 46.18 | 46.18 | 0 | 0 | 0
63 | OP8543C | *SSIV LOCKING WIRE BRACKET | 55.7091 | 55.7091 | 0 | 0 | 0
63 | OP8546 | *GLOVEBOX PREVENTION ADAPTER 5 | 8.732 | 8.732 | 0 | 0 | 0
63 | OP8550LG | *UNIVERSAL GLOVE DISPENSER 10 | 26.364 | 26.364 | 0 | 0 | 0
63 | OP8550LGB | *8550LG - LRG GLV BOX/BULK | 2.552 | 2.552 | 0 | 0 | 0
63 | OP8552B | *ACCESSORY TRAY WITH BRACKET | 27.9 | 27.9 | 0 | 0 | 0
63 | OP85521H | *8552 BODY/DOOR W/WINDOW & GLV | 9.504 | 9.504 | 0 | 0 | 0
63 | OP8553B | *ACCESSORY TRAY | 38.66 | 38.66 | 0 | 0 | 0
63 | OP8554B | *8554 DBL-UP WALL BRKT ASSY. 5 | 8.333 | 8.333 | 0 | 0 | 0
63 | OP8555C | *MULTI-GLV.DISP.-TRANSP SMOKE | 48.64 | 48.64 | 0 | 0 | 0
63 | OP8555SA | *MULTI-GLV.DISP-OPAQUE BEIGE | 47.096 | 47.096 | 0 | 0 | 0
63 | OP8601RC | *1.5QT RCRA HZRDS WASTE CONT | 49.2 | 49.2 | 0 | 0 | 0
63 | OP8909 | *1.5QT. SHARPS CONTAINER - 20 | 42.59 | 42.59 | 0 | 0 | 0
63 | OP8912SA | *1QT. WIRE BRACKET 5 | 20.79 | 20.79 | 0 | 0 | 0
63 | OP8926 | *BRACKET, 1/2 GAL. SECURITY | 61.6 | 61.6 | 0 | 0 | 0
63 | OP8930B | *30GAL.CONT.W/PACKAGING 8930 | 48.78 | 48.78 | 0 | 0 | 0
63 | OP8930LA | *BIOMAX FOAM IN PLACE LID | 2.8739 | 2.8739 | 0 | 0 | 0
63 | OP8930SA | *BIOMAX PERFSN.WST.DISP.CONT. | 54.71 | 54.71 | 0 | 0 | 0
63 | OP8938FP | *18 GA FOOT PEDAL CART 1 | 157.61 | 157.61 | 0 | 0 | 0
63 | OP8939NA | *12 GAL GASKETED LID-NORTON- | 2.287 | 2.287 | 0 | 0 | 0
63 | OP8939NC | *12/18 GAL. FIP GASKETED LID | 1.85 | 1.85 | 0 | 0 | 0
63 | OP8939NCP | *12/18 GALLON FIP GASKET | 1.85 | 1.85 | 0 | 0 | 0
63 | OP8940FP | *12/18GAL.ROTO-MOLDED F.P.CRT1 | 205.85 | 205.85 | 0 | 0 | 0
63 | OP8963 | *2 GA UNIVERSAL BRKT W/LOCK 5 | 58.72 | 58.72 | 0 | 0 | 0
63 | OP8975 | *BRACKET, 2 GAL. REGULAR 5 | 26.81 | 26.81 | 0 | 0 | 0
63 | OP8980FP | *8 GAL. FULL OPEN CART 1 | 154.94 | 154.94 | 0 | 0 | 0
63 | OP8981FP | *8 GAL SLIDE TOP CART 1 | 152.62 | 152.62 | 0 | 0 | 0
63 | OP8984 | *BRACKET, 8 GAL. SECURITY 5 | 93.73 | 93.73 | 0 | 0 | 0
63 | OP8985SA | *8GAL CHEMO LID HAND-GSKETED | 2.5652 | 2.5652 | 0 | 0 | 0
63 | OP8985SC | *8 GAL. CHEMO LID - FIP GASKET | 1.85 | 1.85 | 0 | 0 | 0
63 | OP8991FP | FULL OPEN SHARPS CART 1 | 1 | 1 | 0 | 0 | 0
63 | OP8992H | *LG VOL FLOOR BRKT W/HANDLES 1 | 45.96 | 45.96 | 0 | 0 | 0
63 | OP8993H | *CART FOR BIOMAX WASTE CONT. 1 | 58.5 | 58.5 | 0 | 0 | 0
63 | OP8998LA | *18GA.HNG/CHEMO/GSK LID | 0 | 0 | 0 | 0 | 0
63 | OP98188 | *DRYWALL FASTENERS | 0.16 | 0.16 | 0 | 0 | 0
63 | PT00005149 | (COV) PRINTED INSERT, RCRA WASTE DISPOSAL CONTAINE | 0.60512 | 0.60512 | 0 | 0 | 0
63 | PT00005151 | *COV PRODUCT LABEL, RCRA HAZARDOUS WASTE, VARIOUS | 0.02021 | 0.02021 | 0 | 0 | 0
63 | PT00005153 | (COV) PRINTED INSERT, RCRA 5 QUART WASTE DISPOSAL | 0.40833 | 0.40833 | 0 | 0 | 0
63 | PT00005525 | Corrugated Case, 23 Inch x 13.625 Inch x 32 Inch | 1.4159 | 1.4159 | 0 | 0 | 0
63 | PT00005527 | Corrugated Partition, 16.6.625 Inch x 13.5 Inch | 0.17821 | 0.17821 | 0 | 0 | 0
63 | PT00006610 | PRINTE PRODUCT LABEL | 0.00836 | 0.00836 | 0 | 0 | 0
63 | PT00006635 | COV) PRODUCT LABEL, PRINTED, BIOHAZARD, SHARPS UDI | 0.01935 | 0.01935 | 0 | 0 | 0
63 | PT00006643 | (COV) PRINTED PRODUCT LABEL UDI | 0.00836 | 0.00836 | 0 | 0 | 0
63 | PT00006646 | (COV) PRODUCT LABEL, PRINTED, UDI | 0.03042 | 0.03042 | 0 | 0 | 0
63 | PT00006650 | PRODUCT LABEL UDI | 0.03433 | 0.03433 | 0 | 0 | 0
63 | PT00006651 | (COV) PRODUCT LABEL, RCRA HAZARDOUS WASTE, VAR UDI | 0.0224 | 0.0224 | 0 | 0 | 0
63 | PT00006652 | (COV) PRODUCT LABEL, PRINTED, 5.0 IN X 6.75 IN UDI | 0.04446 | 0.04446 | 0 | 0 | 0
63 | PT00006653 | PRODUCT LABEL, PRINTED, CHEMOM UDI | 0.04192 | 0.04192 | 0 | 0 | 0
63 | PT00006654 | (COV) PRODUCT LABEL, PRINTED UDI | 0.02827 | 0.02827 | 0 | 0 | 0
63 | PT00006655 | (COV) PRODUCT LABEL, PRINTED, UDI | 0.03945 | 0.03945 | 0 | 0 | 0
63 | PT00006657 | FOLDING CARTON, 10 ML ORAL, CE MARK, UDI | 0.43838 | 0.43838 | 0 | 0 | 0
63 | PT00006658 | PRINTED PRODUCT LABEL, GENERIC UDI | 0.0235 | 0.0235 | 0 | 0 | 0
63 | PT00006659 | PRODUCT LABEL, PRINTED, SHARPS UDI | 0.02492 | 0.02492 | 0 | 0 | 0
63 | PT00006660 | (COV) PRODUCT LABEL, PRINTED, UDI | 0.00505 | 0.00505 | 0 | 0 | 0
63 | PT00006661 | (COV) PRODUCT LABEL, PRINTED, BIOHAZARD, UDI | 0.025 | 0.025 | 0 | 0 | 0
63 | PT00006662 | (COV) PRINTED PRODUCT LABEL, WASTE DISPOSAL UDI | 0.05847 | 0.05847 | 0 | 0 | 0
63 | PT00006664 | (COV) PRODUCT LABEL, PRINTED, GENERIC, BIOHAZ UDI | 0.02914 | 0.02914 | 0 | 0 | 0
63 | PT00006671 | (COV) PRODUCT LABEL PRINTED UDI | 0.03737 | 0.03737 | 0 | 0 | 0
63 | PT00006672 | PLASTIC BAG, PRINTED UDI | 0.02145 | 0.02145 | 0 | 0 | 0
63 | PT00006673 | FOLDING CARTON PURPLE 10ML UDI | 0.50379 | 0.50379 | 0 | 0 | 0
63 | PT00006674 | LABEL, UNPRINTED, 3X1 | 0.00847 | 0.00847 | 0 | 0 | 0
63 | PT00006677 | PRODUCT LABEL, PRINTED, NON-HA UDI | 0.23994 | 0.23994 | 0 | 0 | 0
63 | PT00006678 | FOLDING CARTON, 12 ML CMB SH, UDI | 0.3783 | 0.3783 | 0 | 0 | 0
63 | PT00006679 | FOLDING CARTON, 12 ML LG CMB, UDI | 0.7312 | 0.7312 | 0 | 0 | 0
63 | PT00006680 | FOLDING CARTON, 12 ML IV ACCESS, UDI | 0.3783 | 0.3783 | 0 | 0 | 0
63 | PT00006682 | FOLDING CARTON 10ML AMBER ORAL MED UDI | 0.43838 | 0.43838 | 0 | 0 | 0
63 | PT00006688 | COV) PRODUCT LABEL, UNIVERSAL UDI | 0.03408 | 0.03408 | 0 | 0 | 0
63 | PT00007239 | Colorant, Red, Concentrate | 0.15747 | 0.15747 | 0 | 0 | 0
63 | PT00007240 | Resin, LLDPE, recycled | 0.0356 | 0.0356 | 0 | 0 | 0
63 | PT00007241 | SCRAP POLYETHYLENE PARTS, CONTAINERS/SYRINGES | 0 | 0 | 0 | 0 | 0
63 | PT00008981 | POLYPRO 535, ZN 126 VS AVANT CATALYST | 0.685 | 0.685 | 0 | 0 | 0
63 | PT00009482 | BBL 12ML PLK 535 | 0.00733 | 0.00733 | 0 | 0 | 0
63 | PT00009962 | CAP 12 ML TW CLEAR | 0.00376 | 0.00376 | 0 | 0 | 0
63 | PT00009994 | SILICONE DOW 360 12,500 CST | 0 | 0 | 0 | 0 | 0
63 | PT00012105 | IFU, SHARPSAFETY HINGED LID CONTAINERS | 0.07072 | 0.07072 | 0 | 0 | 0
63 | PT00012137 | IFU SHARPSAFETY CHEMOTHERAPY AND SHARP CONTAINERS | 0.04235 | 0.04235 | 0 | 0 | 0
63 | PT00012138 | IFU SHARPSAFETY GASKETED HINGED LID CONTAINERS | 0.04235 | 0.04235 | 0 | 0 | 0
63 | PT00012247 | BIOMAX FOAM IN PLACE LID | 2.6849 | 2.6849 | 0 | 0 | 0
63 | PT00012250 | 12/18 GAL FOAM IN PLACE LID | 3.0706 | 1.6936 | 0 | 1.377 | 0
63 | PT00012251 | 12/18 GA SLIDETOP CHEMOLID FIP | 2.1374 | 0.76045 | 0 | 1.377 | 0
63 | PT00012252 | 12/18 GAL FIP LID PG2 | 3.0919 | 1.7149 | 0 | 1.377 | 0
63 | PT00012284 | 8 GAL CHEMO FOAM IN PLACE LID | 1.9293 | 0.55229 | 0 | 1.377 | 0
63 | PT00012285 | 8 GA SLIDE TOP CHEMO LID FIP | 1.8898 | 0.51275 | 0 | 1.377 | 0
63 | PT00013692 | WHT HINGED,FIP LID,SINGLE PASS | 2.9436 | 1.5666 | 0 | 1.377 | 0
63 | PT00013694 | 12/18 GALLON HINGED FIP LID | 3.2096 | 1.8326 | 0 | 1.377 | 0
63 | PT00013696 | 8 GAL.PHARMASAFETY FIP GKT LID | 1.8556 | 0.47855 | 0 | 1.377 | 0
63 | PT00013699 | 12/18 GAL.PHARMASAFETY FIP LID | 1.9982 | 0.62116 | 0 | 1.377 | 0
63 | PT00013702 | 18GAL.HINGED/FIP/CHEMO LID | 3.0361 | 1.6591 | 0 | 1.377 | 0
63 | PT00013703 | 12/18 GAL.HINGED FIP LID | 3.0468 | 1.6698 | 0 | 1.377 | 0
63 | PT00013707 | 8 GAL.HINGED FOAM IN PLACE LID | 1.8862 | 0.50919 | 0 | 1.377 | 0
63 | PT00014491 | TOP CORRUGATED INSERT, UNPRINTED | 0.42 | 0.42 | 0 | 0 | 0
63 | PT00014494 | BOTTOM CORRUGATED INSERT, UNPRINTED | 0.37 | 0.37 | 0 | 0 | 0
63 | PT00015630 | FOLDING CARTON, 12 ML SYRINGE, ECCENTRIC TIP, UDI | 0.367 | 0.367 | 0 | 0 | 0
63 | PT00015631 | FOLDING CARTON, 12 SYRINGE, 412, UDI | 0.36033 | 0.36033 | 0 | 0 | 0
63 | PT00015688 | FOLDING CARTON, 12ML VETPACK, UDI | 0.3783 | 0.3783 | 0 | 0 | 0
63 | PT00015840 | FOLDING CARTON, 12ML SR, UDI | 0.37545 | 0.37545 | 0 | 0 | 0
63 | PT00015856 | FOLDING CARTON, 12ML ECCENTRIC TIP, UDI | 0.2913 | 0.2913 | 0 | 0 | 0
63 | PT00015857 | FOLDING CARTON 12ML LK UDI | 0.37545 | 0.37545 | 0 | 0 | 0
63 | PT00016486 | 12/18 GALLON SLIDE TOP LID | 1.7149 | 0.64671 | 0.30496 | 0.36604 | 0.39716
63 | PT00016490 | 12/18 GAL. HINGED CHEMO LID | 1.6591 | 0.59093 | 0.30496 | 0.36604 | 0.39716
63 | PT00016495 | HINGED CHEMO LID, 12 & 18 GAL | 1.8326 | 0.76443 | 0.30496 | 0.36604 | 0.39716
63 | PT00016498 | WHITE 8 GAL HINGED LID (X9820) | 1.5666 | 0.49847 | 0.30496 | 0.36604 | 0.39716
63 | PT00016811 | LID CHEMOBASE 12/18 GAL(X1363) | 1.6936 | 0.62541 | 0.30496 | 0.36604 | 0.39716
63 | PT00019730 | TORTUOUS DOOR | 0.05112 | 0.05112 | 0 | 0 | 0
63 | PT00030058 | SPRING, HOOK RETAINER, FULL OPEN FOOT PEDAL CART | 1.1 | 1.1 | 0 | 0 | 0
63 | PT00031289 | INK CARTRIDGE HP CARTON BLACK PLUS IJ5023 | 68.05 | 68.05 | 0 | 0 | 0
63 | PT00033501 | INST SHEET 1 & 2 GAL SLIDE TOP | 0.04075 | 0.04075 | 0 | 0 | 0
63 | PT00033502 | INST SHEET FOR 2-1/2 & 5 QT. | 0.12537 | 0.12537 | 0 | 0 | 0
63 | PT00033969 | Ink, Black, CAPEX 9100 Dense | 90 | 90 | 0 | 0 | 0
63 | PT00033970 | Ink, Black, Bell-Mark IJ1910 | 1498.22 | 1498.22 | 0 | 0 | 0
63 | PT00033971 | INK, SOLVENT X, BLACK, BELL MARK IJ5030 | 79.22 | 79.22 | 0 | 0 | 0
63 | PT00033972 | INK, BLACK, COLORBOND UV SPM V3 | 0 | 0 | 0 | 0 | 0
63 | PT00034294 | IFU, MCKESSON, 8 GALLON | 0.07512 | 0.07512 | 0 | 0 | 0
63 | PT00034301 | LABEL FOR MCKESSON CONTAINER | 0.02322 | 0.02322 | 0 | 0 | 0
63 | PT00034305 | PRINTED INSERT, MCKESSON 065 | 0.16919 | 0.16919 | 0 | 0 | 0
63 | PT00034306 | BIOHAZARD LABEL FOR MCKESSON - 065 | 0.01192 | 0.01192 | 0 | 0 | 0
63 | PT00034377 | IFU 1 & 2 GAL MCKESSON PRIVATE LBL | 0.21783 | 0.21783 | 0 | 0 | 0
63 | PT00034434 | PRODUCT LABEL FOR MCKESSON 8 GALLON | 0.0212 | 0.0212 | 0 | 0 | 0
63 | PT00034764 | PLUNGER, 12 ML, 3 LOBE HYBRID | 0.00606 | 0.00606 | 0 | 0 | 0
63 | PT00035052 | SYRINGE ASSEMBLY, 12ML WIDE FINGER FLANGE BULLK PA | 0.0848 | 0.04444 | 0.00624 | 0.01333 | 0.02079
63 | PT00044728 | 1 SLOT UNASSEMBLED PARTITION 16.00 INCH X 14.00 I | 0.42744 | 0.42744 | 0 | 0 | 0
63 | PT00044732 | 1 SLOT UNASSEMBLED PARTITION 16.00 INCH X 20.375 | 0.55733 | 0.55733 | 0 | 0 | 0
63 | PT00044733 | CORRUGATED INSERT 5.625 INCH X 6.625 INCH | 0.09056 | 0.09056 | 0 | 0 | 0
63 | PT00046145 | PRODUCT LABEL FOR MCKESSON 8 GALLON | 0.02657 | 0.02657 | 0 | 0 | 0
63 | PT00046937 | OVERSHIPPER LABEL, PREPRINTED W/ FISHERBRAND LOGO | 0.04661 | 0.04661 | 0 | 0 | 0
63 | PT00047930 | PRODUCT LABEL, FISHERBRAND, 1 QUART | 0.02024 | 0.02024 | 0 | 0 | 0
63 | PT00047934 | PRODUCT LABEL, FISHERBRAND, REORDER 31325410 | 0.01447 | 0.01447 | 0 | 0 | 0
63 | PT00048792 | 3X5 ZIPLOC BAG | 0.01104 | 0.01104 | 0 | 0 | 0
63 | PT00049845 | CORRUGATED CASE 14.375" X 13.375" X 23" | 1.0315 | 1.0315 | 0 | 0 | 0
63 | PT00049846 | CORRUGATED PAD 14.25" X 23" | 0.3155 | 0.3155 | 0 | 0 | 0
63 | PT00050783 | BBL 12 ML SR P5M6K-080, ISO | 0.01256 | 0.01256 | 0 | 0 | 0
63 | PT00052251 | BARREL, 12 ML, SR, P5M6K-080, FILL RING | 0.01127 | 0.01127 | 0 | 0 | 0
63 | PT00052252 | MOLDED COMPONENT, BARREL, 12 ML LUER SLIP PF535 | 0.00973 | 0.00973 | 0 | 0 | 0
63 | PT00052518 | PRINTED INSERT, 1 QUART TRANSP | 0.60512 | 0.60512 | 0 | 0 | 0
63 | PT00052701 | LIQUID TRANS RED - FP32688259 | 0.21997 | 0.21997 | 0 | 0 | 0
63 | PT00053980 | INSERT SHEET ENTERAL SYRINGE | 0.1891 | 0.1891 | 0 | 0 | 0
63 | PT00055216 | INSERT SHEET ENTERAL SYRINGE | 0.1872 | 0.1872 | 0 | 0 | 0
63 | PT00059874 | BIOHAZARD LABEL FOR 8930SA | 0.05707 | 0.05707 | 0 | 0 | 0
63 | PT00062563 | LIQUID COLORANT YELLOW - FP13687826 | 0.25372 | 0.25372 | 0 | 0 | 0
63 | PT00065936 | RED LIQUID COLORANT - FP33688436 | 0.14497 | 0.14497 | 0 | 0 | 0
63 | PT00065939 | LIQUID TRAN YELLOW FP11687827 | 0.19372 | 0.19372 | 0 | 0 | 0
63 | PT00065942 | WHITE LIQUID COLORANT - FP02725023 | 0.18435 | 0.18435 | 0 | 0 | 0
63 | PT00065943 | BLUE LIQUID COLORANT - FP53688517 | 0.2606 | 0.2606 | 0 | 0 | 0
63 | PT00067912 | IFU, GENERIC, SHARPS-A-GATOR | 0.35487 | 0.35487 | 0 | 0 | 0
63 | PT00067913 | IFU, SHARPS-A-GATOR, COUNTERBALANCE LID | 0.10083 | 0.10083 | 0 | 0 | 0
63 | PT00067914 | IFU, UNIVERSL WASTE, HINGED LID/SNAP CAP | 0.1876 | 0.1876 | 0 | 0 | 0
63 | PT00067915 | IFU, UNIVERSAL WASTE, COUNTERBALANCE LID | 0.75461 | 0.75461 | 0 | 0 | 0
63 | PT00067916 | IFU, UNIVERSAL WASTE,HINGED LID | 0.17123 | 0.17123 | 0 | 0 | 0
63 | PT00067917 | IFU, UNIVERSL WASTE, SLIDE LID | 0.29232 | 0.29232 | 0 | 0 | 0
63 | PT00068683 | PRODUCT LABEL, CHEMOSAFETY WITH FILL LINE | 0.04045 | 0.04045 | 0 | 0 | 0
63 | PT00068803 | PROD LABEL PRINTED 5.0 X 6.75 UDI WITH FILL LINE | 0.0737 | 0.0737 | 0 | 0 | 0
63 | PT00068805 | PRODUCT LABEL, PRINTED, GENERIC, SHARP SAFETY | 0.0315 | 0.0315 | 0 | 0 | 0
63 | PT00068806 | PRODUCT LABEL, PRINTED, BIOHAZARD, SHARPS CONTAINE | 0.00678 | 0.00678 | 0 | 0 | 0
63 | PT00068808 | PRINTED PRODUCT LABEL, WASTE DISPOSAL CONTAINER, R | 0.05745 | 0.05745 | 0 | 0 | 0
63 | PT00069525 | GATORGUARD, LID ASSEMBLY | 29.1073 | 11.459 | 5.0386 | 6.0477 | 6.562
63 | PT00073444 | 18 GAL. CONTAINER, BLUE | 4.6952 | 4.6952 | 0 | 0 | 0
63 | PT00075579 | GATOR GUARD LID ASSBLY | 25.2678 | 10.1407 | 4.3188 | 5.1837 | 5.6246
63 | PT00075580 | 5QT RCRA, BLACK LID ASSEMBLY | 32.6625 | 15.0141 | 5.0387 | 6.0477 | 6.562
63 | PT00077021 | BARREL, 12ML, AMBER | 0.0626 | 0.01417 | 0.01395 | 0.01528 | 0.0192
63 | PT00089213 | LABEL, BIOHAZARD USED MEDICAL DEVICE | 0.14485 | 0.14485 | 0 | 0 | 0
63 | PT00089214 | LABEL, NO SHARPS, NO WASTE, NO BATTERIES | 0.10185 | 0.10185 | 0 | 0 | 0
63 | PT00096177 | SSII LID, DOOR, COWL | 12.6295 | 7.8588 | 1.362 | 1.6348 | 1.7738
63 | PT00096202 | 12/18 GALLON HINGED FIP LID ST | 2.194 | 1.1435 | 0.29992 | 0.35998 | 0.39059
63 | PT00096237 | 2 GAL PHARMASAFETY FIP SNAP CAP | 1.2394 | 0.71417 | 0.14996 | 0.17999 | 0.1953
63 | PT00097045 | LABEL, HAZARDOUS WASTE PHARMA | 0.01365 | 0.01365 | 0 | 0 | 0
63 | RM001 | RESIN,HIPS,ATOFINA #825 | 0.10556 | 0.10556 | 0 | 0 | 0
63 | RM002 | *RESIN, PCTG, EASTMAN,#DN003 | 0.13875 | 0.13875 | 0 | 0 | 0
63 | RM004 | RESIN, RANDOM PP, R35C-01 | 0.08387 | 0.08387 | 0 | 0 | 0
63 | RM007 | *RESIN, HDPE, #LS32500-00 | 0 | 0 | 0 | 0 | 0
63 | RM008 | *266-1016 MEDICLEAN ABS | 0.11438 | 0.11438 | 0 | 0 | 0
63 | RM009 | *NATURAL DELTA ABS D-150 | 0.0675 | 0.0675 | 0 | 0 | 0
63 | RM010 | LLDPE 2 MELT DOW ATTANE 4202 | 0.08999 | 0.08999 | 0 | 0 | 0
63 | RM011 | *RED CONCENTRATE PM4521E1 | 6e-05 | 6e-05 | 0 | 0 | 0
63 | RM012 | *TEAL GREEN, 25/1, #GPC-9763 | 0 | 0 | 0 | 0 | 0
63 | RM014 | *YELLOW, 25/1, PP, #YPC-3159C | 0.13625 | 0.13625 | 0 | 0 | 0
63 | RM016 | STYRENE GREY, 25/1,#CHC-9760-A | 0.52872 | 0.52872 | 0 | 0 | 0
63 | RM017 | *BLUE,25/1, PCTG, #BEC-12673 | 0.24812 | 0.24812 | 0 | 0 | 0
63 | RM018 | YELLOW, 25/1,HIPS,#YHC-9358-A | 0.17435 | 0.17435 | 0 | 0 | 0
63 | RM020 | WHITE,25/1, PP #WPC-3504 | 0.14625 | 0.14625 | 0 | 0 | 0
63 | RM022 | BEIGE,25/1, PP, #CPC-974 | 0.09063 | 0.09063 | 0 | 0 | 0
63 | RM023 | *BROWN,25/1,PP, #TPC-1341 | 0 | 0 | 0 | 0 | 0
63 | RM025 | GREEN, 25/1, PP, #GHC-23793 | 0.27997 | 0.27997 | 0 | 0 | 0
63 | RM026 | YELLOW, 25/1, PP, #YPC-3159-B | 0.17122 | 0.17122 | 0 | 0 | 0
63 | RM028 | *BLUE,25/1, PP, #BPC-4028 | 0.35063 | 0.35063 | 0 | 0 | 0
63 | RM029 | PURPLE, 25/1, PP, #VPC-4018 | 0.18937 | 0.18937 | 0 | 0 | 0
63 | RM031 | RED, 50/1, PP, #RPC-667B | 0.11187 | 0.11187 | 0 | 0 | 0
63 | RM032 | TRANS RED, 50/1, #RPC-2226B | 0.13437 | 0.13437 | 0 | 0 | 0
63 | RM035 | *RESIN,HOMO PP,U.S.I #8004ZR | 0.02344 | 0.02344 | 0 | 0 | 0
63 | RM036 | RESIN, LDPE, #GA-574189 | 0.06936 | 0.06936 | 0 | 0 | 0
63 | RM041 | YELLOW,50/1,LDPE, #YCC-5533 | 0.2806 | 0.2806 | 0 | 0 | 0
63 | RM042 | RED,50/1,LDPE, #RCC-5532 | 0.22497 | 0.22497 | 0 | 0 | 0
63 | RM044 | RESIN, LDPE, U.S.I, #NA831-000 | 0.08367 | 0.08367 | 0 | 0 | 0
63 | RM045 | RED, 20/1, HIPS, #HC3140-D | 0.30062 | 0.30062 | 0 | 0 | 0
63 | RM051 | *PRECOLOR RESIN FOR FRONT | 0.1175 | 0.1175 | 0 | 0 | 0
63 | RM052 | *COLORANT ABS BEIGE | 0.11938 | 0.11938 | 0 | 0 | 0
63 | RM053 | BEIGE COLORANT | 0.21562 | 0.21562 | 0 | 0 | 0
63 | RM054 | COLORANT,RED,CONCENTRATE PP33711945 | 0.17312 | 0.17312 | 0 | 0 | 0
63 | RM055 | *SCREENING - 2110SA | 0.01397 | 0.01397 | 0 | 0 | 0
63 | RM056 | *NYLON 35% GLASS B-3EG-7 | 0.15625 | 0.15625 | 0 | 0 | 0
63 | RM060 | RESIN-SANTOPRENE THERMOPLASTIC | 0.31437 | 0.31437 | 0 | 0 | 0
63 | RM061 | WHITE, 30/1, #WMC-8612 | 0.28375 | 0.28375 | 0 | 0 | 0
63 | RM062 | *RM062 - STERICYCLE | 0 | 0 | 0 | 0 | 0
63 | RM063 | GREY, 10/1, PP, #CPC-8140 | 0.12562 | 0.12562 | 0 | 0 | 0
63 | RM065 | *BEIGE LIQUID #91-124170 | 0 | 0 | 0 | 0 | 0
63 | RM067 | TRANS BLUE, 50/1; PP#BPC-16756 | 0.14623 | 0.14623 | 0 | 0 | 0
63 | RM070 | BLUE COLORANT 25/1 BPC23456 | 0.34437 | 0.34437 | 0 | 0 | 0
63 | RM071 | *TRANS YELLOW, #YPC-5086-C | 0.13 | 0.13 | 0 | 0 | 0
63 | RM072 | MOOSE TAN, 25/1, #TPC-1341-B | 0.16875 | 0.16875 | 0 | 0 | 0
63 | RM073 | *YELLOW CONCENTRATE | 6e-05 | 6e-05 | 0 | 0 | 0
63 | RM074 | UNIVERSAL BLACK CONCENTRATE | 0.11997 | 0.11997 | 0 | 0 | 0
63 | RM075 | *WHITE CONCENTRATE COLORANT | 1.09 | 1.09 | 0 | 0 | 0
63 | RM076 | *YELLOW TRANSLUCENT COLORANT | 0.001 | 0.001 | 0 | 0 | 0
63 | RM077 | TRANSPARENT BEIGE COLORANT | 0.11875 | 0.11875 | 0 | 0 | 0
63 | RM078 | *COLORANT TRANS PURPLE 50/1PP | 0.1625 | 0.1625 | 0 | 0 | 0
63 | RM090 | *RESIN,CO-P PP, #8430ZR | 0 | 0 | 0 | 0 | 0
63 | RM093 | RESIN, IMPACT PP, #5325 | 0.0554 | 0.0554 | 0 | 0 | 0
63 | RM099 | *RED TRANSLUCENT COLORANT | 1.47 | 1.47 | 0 | 0 | 0
63 | RM101 | *RESIN,RANDOM CO-P PP, 7823MZ | 0 | 0 | 0 | 0 | 0
63 | RM102 | RESIN, RANDOM CO-P PP, SR-857M | 0.06485 | 0.06485 | 0 | 0 | 0
63 | RM103 | *RESIN,RANDOM CO-P PP,EOD | 0 | 0 | 0 | 0 | 0
63 | RM104 | RESIN EQUISTAR PP 35FU01 | 0.04481 | 0.04481 | 0 | 0 | 0
63 | RM105 | *RESIN, HOMO PP, PD702NW | 0.03187 | 0.03187 | 0 | 0 | 0
63 | RM106 | RESIN RANDOM PP CO-P #6824MZ | 0.04969 | 0.04969 | 0 | 0 | 0
63 | RM108 | RESIN HDPE H5234 33MF GENERAL | 0.16062 | 0.16062 | 0 | 0 | 0
63 | RM109 | *RESIN IMPACT COPOLYMER TR347 | 0.0375 | 0.0375 | 0 | 0 | 0
63 | RM110 | RESIN - POLYPROPYLENE 3620WZ | 0.05809 | 0.05809 | 0 | 0 | 0
63 | RM111 | *10MELT CLARIFIED POLYPROPYLEN | 0.02188 | 0.02188 | 0 | 0 | 0
63 | RM112 | POLYPROPYLENE COPOLYMER MEDIUM | 0.0725 | 0.0725 | 0 | 0 | 0
63 | RM115 | SILOXANE ADDITIVE | 0.43499 | 0.43499 | 0 | 0 | 0
63 | RM117 | RESIN, IMPACT PP, PP37NU01 | 0.06843 | 0.06843 | 0 | 0 | 0
63 | RM120 | *SILOXANE POLYMER | 0.25 | 0.25 | 0 | 0 | 0
63 | RM125 | RESIN RANDOM PP CO-P #6825WZ | 0.03893 | 0.03893 | 0 | 0 | 0
63 | RM129 | RESIN PP TOTAL 4720WZ | 0.05204 | 0.05204 | 0 | 0 | 0
63 | RM130 | *M.I.P.S | 0.58 | 0.58 | 0 | 0 | 0
63 | RM140 | *HYPERFORM CONCENTRATE | 0.19844 | 0.19844 | 0 | 0 | 0
63 | RM141 | *BLOWING ADDITIVE | 0.21312 | 0.21312 | 0 | 0 | 0
63 | RM151 | RESIN POLYPROPYLENE PF536 REGR | 0.033 | 0.033 | 0 | 0 | 0
63 | RM152 | *RESINPP RECYCLED HQ DPR SCRAP | 0 | 0 | 0 | 0 | 0
63 | RM154 | RED IN-HOUSE REGRIND FOR MW | 0 | 0 | 0 | 0 | 0
63 | RM156 | CLARIFIED RED,IN HOUSE REGRIND | 0 | 0 | 0 | 0 | 0
63 | RM157 | RESIN, POLYPROPYLENE, | 0.05937 | 0.05937 | 0 | 0 | 0
63 | RM160 | RESIN, POLYPROPYLENE | 0.06531 | 0.06531 | 0 | 0 | 0
63 | RM162 | RECLAIMED GREENWOOD MATERIAL | 0.00625 | 0.00625 | 0 | 0 | 0
63 | RM164 | RESIN, KRATON G1657MS/G1657VS | 0.20332 | 0.20332 | 0 | 0 | 0
63 | RM165 | RESIN, GREENWOOD BLEND | 0.04479 | 0.01611 | 0.00593 | 0.00749 | 0.01526
63 | RM168 | REGRIND, IN-HOUSE, BLACK | 0.01142 | 0.01142 | 0 | 0 | 0
63 | RM169 | REGRIND, IN-HOUSE, OPAQUE | 0 | 0 | 0 | 0 | 0
63 | RM170 | TRANS RED, 50/1, PP32760698 | 0.14062 | 0.14062 | 0 | 0 | 0
63 | RM171 | RESIN, RANDOM PP CO-P - RP491S | 0.05381 | 0.05381 | 0 | 0 | 0
63 | RM172 | *PE,T50-2000-119 forRM168 BLEND | 0.06937 | 0.06937 | 0 | 0 | 0
63 | RM174 | REGRIND, IN-HOUSE, DARK | 0 | 0 | 0 | 0 | 0
63 | RM175 | RESIN, LLDP LL3001 | 0.07687 | 0.07687 | 0 | 0 | 0
63 | RM176 | Resin, PP Braskem TI6350WV | 0.06918 | 0.06918 | 0 | 0 | 0
63 | RM177 | Resin, 8 IZOD Reprocessed | 0.03805 | 0.03805 | 0 | 0 | 0
63 | RM201 | COLORANT, RED LIQUID COLOR FOR | 0.20117 | 0.20117 | 0 | 0 | 0
63 | RM210 | TRANS RED LIQUID #PP31642733 | 0.07764 | 0.07764 | 0 | 0 | 0
63 | RM220 | YELLOW LIQUID #PP13642468 | 0.29625 | 0.29625 | 0 | 0 | 0
63 | RM260 | TRANS YELLOW #PP11710084 | 0.18375 | 0.18375 | 0 | 0 | 0
63 | ROYALTY | *AUTO DROP ROYALTY | 0 | 0 | 0 | 0 | 0
63 | R1025B | *OVERSHIPPER FOR 8974 | 1.211 | 1.211 | 0 | 0 | 0
63 | R1025C | *OVERSHIPPER FOR 8974 | 0.792 | 0.792 | 0 | 0 | 0
63 | R1025D | OVERSHIPPER FOR 8974 | 0.98926 | 0.98926 | 0 | 0 | 0
63 | R1035 | DIVIDER FOR 851201 X1515 | 0.5172 | 0.5172 | 0 | 0 | 0
63 | R1040D | *OVERSHIPPER FOR V8512 | 1.251 | 1.251 | 0 | 0 | 0
63 | R1040E | *O/S FOR V8512 | 1.19 | 1.19 | 0 | 0 | 0
63 | R1053 | *OVERSHIPPER FOR 1530SA | 0 | 0 | 0 | 0 | 0
63 | R1053B | *OVERSHIPPER FOR 1530SA | 1.012 | 1.012 | 0 | 0 | 0
63 | R1057 | H-DIVIDER FOR 8950SA | 1.1487 | 1.1487 | 0 | 0 | 0
63 | R1073B | *OVERSHIPPER FOR 8539 | 0 | 0 | 0 | 0 | 0
63 | R1073C | OVERSHIPPER FOR 8539 | 0.951 | 0.951 | 0 | 0 | 0
63 | R1073D | OVERSHIPPER FOR 8539 | 1.2427 | 1.2427 | 0 | 0 | 0
63 | R1075 | Z-PAD FOR 85321R | 0.61119 | 0.61119 | 0 | 0 | 0
63 | R1088B | *O/S FOR 8556H | 0.409 | 0.409 | 0 | 0 | 0
63 | R1088C | *O/S FOR 8556H | 0.409 | 0.409 | 0 | 0 | 0
63 | R1106 | *INNER CARTON FOR 8900 | 0.432 | 0.432 | 0 | 0 | 0
63 | R1106A | INNER CARTON FOR 1 QUART | 0.57529 | 0.57529 | 0 | 0 | 0
63 | R1119D | *O/S FOR V8970 | 0.997 | 0.997 | 0 | 0 | 0
63 | R1119E | *O/S FOR V8970 | 0.997 | 0.997 | 0 | 0 | 0
63 | R1128 | *OVERSHIPPER FOR 1509 | 1.027 | 1.027 | 0 | 0 | 0
63 | R1128B | *OVERSHIPPER FOR 1509 | 1.93 | 1.93 | 0 | 0 | 0
63 | R1128C | *OVERSHIPPER FOR 1509 | 0.94 | 0.94 | 0 | 0 | 0
63 | R1146D | *O/S FOR V8900 | 0.891 | 0.891 | 0 | 0 | 0
63 | R1146E | *O/S FOR V8900 | 0.998 | 0.998 | 0 | 0 | 0
63 | R1149 | INNER CARTON FOR 1522 | 0.48763 | 0.48763 | 0 | 0 | 0
63 | R1156 | *OVERSHIPPER FOR 1523 | 0.634 | 0.634 | 0 | 0 | 0
63 | R1156B | *OVERSHIPPER FOR 1523SA | 0.54 | 0.54 | 0 | 0 | 0
63 | R1156C | OVERSHIPPER FOR 1523SA | 1.7655 | 1.7655 | 0 | 0 | 0
63 | R1158 | DIVIDER FOR 8920 | 1.0188 | 1.0188 | 0 | 0 | 0
63 | R1159 | INNER CARTON FOR 8920 | 0.77066 | 0.77066 | 0 | 0 | 0
63 | R1160B | *OVERSHIPPER FOR 8920 | 0.685 | 0.685 | 0 | 0 | 0
63 | R1160C | *OVERSHIPPER FOR 8920 | 0.872 | 0.872 | 0 | 0 | 0
63 | R1160D | OVERSHIPPER FOR 8920 | 1.6134 | 1.6134 | 0 | 0 | 0
63 | R1161 | *SCORED SHEET FOR 8513AC | 0.297 | 0.297 | 0 | 0 | 0
63 | R1162C | *OVERSHIPPER FOR 8513AC | 0 | 0 | 0 | 0 | 0
63 | R1162D | *OVERSHIPPER FOR 8513AC | 0.744 | 0.744 | 0 | 0 | 0
63 | R1164B | *OVERSHIPPER FOR 8970AC | 0.66 | 0.66 | 0 | 0 | 0
63 | R1164C | *OVERSHIPPER FOR 8970AC | 0.706 | 0.706 | 0 | 0 | 0
63 | R1166B | *OVERSHIPPER FOR 851608 | 0.327 | 0.327 | 0 | 0 | 0
63 | R1166C | *OVERSHIPPER FOR 851608/851609 | 0.64 | 0.64 | 0 | 0 | 0
63 | R1171 | *(X1366) INSERT FOR 8938FP | 1.029 | 1.029 | 0 | 0 | 0
63 | R1173B | *OVERSHIPPER FOR 8900AC | 0.89101 | 0.89101 | 0 | 0 | 0
63 | R1173C | *OVERSHIPPER FOR 8900AC | 0.553 | 0.553 | 0 | 0 | 0
63 | R1174B | *OVERSHIPPER FOR 8528C | 1.468 | 1.468 | 0 | 0 | 0
63 | R1174C | *OVERSHIPPER FOR 8528C | 0.91 | 0.91 | 0 | 0 | 0
63 | R1175B | *OVERSHIPPER FOR 8509AC | 1.261 | 1.261 | 0 | 0 | 0
63 | R1175C | *OVERSHIPPER FOR SSIII AC | 0.835 | 0.835 | 0 | 0 | 0
63 | R1176 | *SLOTTED PARTITION SSIII AC | 1.309 | 1.309 | 0 | 0 | 0
63 | R1177 | *SCORED SHEET FOR SSIII AC | 0.259 | 0.259 | 0 | 0 | 0
63 | R1178 | *INSERT FOR 8935 & 8938 | 0.067 | 0.067 | 0 | 0 | 0
63 | R1179B | *O/S FOR 8912 (X1533B) | 0 | 0 | 0 | 0 | 0
63 | R1179C | *O/S FOR 8912 (X1533C) | 1.033 | 1.033 | 0 | 0 | 0
63 | R1200 | *INSERT FOR SLDNG TOP CHEMOLID | 0.145 | 0.145 | 0 | 0 | 0
63 | R1206 | *SCORED SHEET FOR 8536 | 0.091 | 0.091 | 0 | 0 | 0
63 | R1209 | *SCORED SHEET FOR 2 GA SSII | 0.265 | 0.265 | 0 | 0 | 0
63 | R1224 | *SC SHT 18 GA INJECTION MOLDED | 0.061 | 0.061 | 0 | 0 | 0
63 | R1230D | *O/S FOR V8980 | 1.167 | 1.167 | 0 | 0 | 0
63 | R1230E | *O/S FOR V8980 | 1.236 | 1.236 | 0 | 0 | 0
63 | R1231D | *O/S FOR V8985 | 1.167 | 1.167 | 0 | 0 | 0
63 | R1231E | *O/S FOR V8985 | 1.236 | 1.236 | 0 | 0 | 0
63 | R1236 | *INSERT FOR 18 GAL INJECT | 0.217 | 0.217 | 0 | 0 | 0
63 | R1243 | *PARTITION FOR 8536 | 1.188 | 1.188 | 0 | 0 | 0
63 | R1246B | *OVERSHIPPER FOR 5 QUART | 1.251 | 1.251 | 0 | 0 | 0
63 | R1246C | *OVERSHIPPER FOR 5 QUART | 1.135 | 1.135 | 0 | 0 | 0
63 | R1246D | CORRUGATED CASE, PRINTED GENER | 1.4972 | 1.4972 | 0 | 0 | 0
63 | R1252B | *OVERSHIPPER FOR 8938FP | 3.64 | 3.64 | 0 | 0 | 0
63 | R1252C | O/S FOR 8938FP/8991FP | 3.25 | 3.25 | 0 | 0 | 0
63 | R1252D | *O/S FOR 8938FP/8991FP | 3.85 | 3.85 | 0 | 0 | 0
63 | R1253D | *O/S FOR V8536 | 1.356 | 1.356 | 0 | 0 | 0
63 | R1253E | *O/S FOR V8536 | 1.15 | 1.15 | 0 | 0 | 0
63 | R1259B | *OVERSHIPPER FOR 8 GALLON | 1.167 | 1.167 | 0 | 0 | 0
63 | R1259C | *OVERSHIPPER FOR 8 GALLON | 1.166 | 1.166 | 0 | 0 | 0
63 | R1259D | *OVERSHIPPER FOR 8 GALLON | 1.236 | 1.236 | 0 | 0 | 0
63 | R1271B | *O/S FOR 3 GALLON | 1.643 | 1.643 | 0 | 0 | 0
63 | R1271C | ** O/S FOR 3 GALLON | 1.74 | 1.74 | 0 | 0 | 0
63 | R1272B | *O/S FOR 3GAL. ROTORED LID | 1.254 | 1.254 | 0 | 0 | 0
63 | R1272C | *O/S FOR 3GAL. ROTORED LID | 0.963 | 0.963 | 0 | 0 | 0
63 | R1273B | *OVERSHIPPER FOR 2/3 GALLON | 1.356 | 1.356 | 0 | 0 | 0
63 | R1273C | *OVERSHIPPER FOR 2/3 GALLON | 1.15 | 1.15 | 0 | 0 | 0
63 | R1284 | *INSERT FOR 8933/8860 | 0.543 | 0.543 | 0 | 0 | 0
63 | R1287B | *O/S FOR 18 GALLON | 1.756 | 1.756 | 0 | 0 | 0
63 | R1287C | *O/S FOR 18 GALLON | 1.785 | 1.785 | 0 | 0 | 0
63 | R1288 | *O/S FOR 8559 | 0 | 0 | 0 | 0 | 0
63 | R1288A | *O/S FOR 8559 | 1.38 | 1.38 | 0 | 0 | 0
63 | R1289 | *(X1368)INSERT FOR 8991FP | 2.248 | 2.248 | 0 | 0 | 0
63 | R1290B | *O/S FOR 8992H (X1522B) | 1.45 | 1.45 | 0 | 0 | 0
63 | R1290C | *OS FOR 8992H (X1522B) | 1.059 | 1.059 | 0 | 0 | 0
63 | R1291 | *INSERT FOR 8992H (X1372) | 0.465 | 0.465 | 0 | 0 | 0
63 | R1292B | *O/S FOR 12 GALLON | 1.345 | 1.345 | 0 | 0 | 0
63 | R1292C | *O/S FOR 12 GALLON | 1.247 | 1.247 | 0 | 0 | 0
63 | R1292D | O/S FOR 12 GALLON | 1.5289 | 1.5289 | 0 | 0 | 0
63 | R1293B | *OVERSHIPPER FOR 8550B | 1.45 | 1.45 | 0 | 0 | 0
63 | R1293C | *OVERSHIPPER FOR 8550B | 1.194 | 1.194 | 0 | 0 | 0
63 | R1293D | OVERSHIPPER FOR 8550B | 1.5458 | 1.5458 | 0 | 0 | 0
63 | R1294 | *INSERT 8991FP (X1367) | 1.066 | 1.066 | 0 | 0 | 0
63 | R1295B | *OVERSHIPPER FOR 8963 | 0.86 | 0.86 | 0 | 0 | 0
63 | R1295C | *OVERSHIPPER FOR 8963 | 0.677 | 0.677 | 0 | 0 | 0
63 | R1299B | *O/S FOR 8518X (X1530B) | 0.928 | 0.928 | 0 | 0 | 0
63 | R1299C | *O/S FOR 8518X (X1530C) | 0.911 | 0.911 | 0 | 0 | 0
63 | R1300B | *O/S FOR 2GAL.HORIZONTAL DROP | 1.223 | 1.223 | 0 | 0 | 0
63 | R1300C | *O/S FOR 2GAL.HORIZONTAL DROP | 1.0341 | 1.0341 | 0 | 0 | 0
63 | R1300D | O/S FOR 2GAL.HORIZONTAL DROP | 1.3092 | 1.3092 | 0 | 0 | 0
63 | R1302B | *OVERSHIPPER FOR 1522 | 1.405 | 1.405 | 0 | 0 | 0
63 | R1302C | *O/S FOR 1522SA | 0.998 | 0.998 | 0 | 0 | 0
63 | R1302D | O/S FOR 1522SA | 1.2279 | 1.2279 | 0 | 0 | 0
63 | R1304B | *O/S FOR 2GAL.SHARPS DISPOSAL | 1.284 | 1.284 | 0 | 0 | 0
63 | R1305B | *O/S FOR 8984 (X1536B) | 1.6 | 1.6 | 0 | 0 | 0
63 | R1305C | *O/S FOR 8984 (X1536C) | 1.601 | 1.601 | 0 | 0 | 0
63 | R1306B | *OVERSHIPPER FOR 8950 | 1.1809 | 1.1809 | 0 | 0 | 0
63 | R1306C | *OVERSHIPPER FOR 8950 | 1.167 | 1.167 | 0 | 0 | 0
63 | R1306D | OVERSHIPPER FOR 8950 | 1.4349 | 1.4349 | 0 | 0 | 0
63 | R1308B | *OVERSHIPPER FOR 85321 | 0.83315 | 0.83315 | 0 | 0 | 0
63 | R1308C | *OVERSHIPPER FOR 85321R | 0.78 | 0.78 | 0 | 0 | 0
63 | R1308D | OVERSHIPPER FOR 85321R | 1.5278 | 1.5278 | 0 | 0 | 0
63 | R1310B | *O/S FOR 2GAL. CHEMO WASTE | 1.284 | 1.284 | 0 | 0 | 0
63 | R1310C | *O/S FOR 2 GALLON | 1.396 | 1.396 | 0 | 0 | 0
63 | R1310D | O/S FOR 2 GALLON | 2.214 | 2.214 | 0 | 0 | 0
63 | R1317B | *O/S 2GAL. GENERIC FOR 8535 | 2.174 | 2.174 | 0 | 0 | 0
63 | R1317C | *O/S 2GAL. GENERIC FOR 8535 | 1.285 | 1.285 | 0 | 0 | 0
63 | R1317D | O/S 2GAL. GENERIC FOR 8535 | 1.814 | 1.814 | 0 | 0 | 0
63 | R1320B | *OVERSHIPPER FOR 5QT. OPEN | 1.406 | 1.406 | 0 | 0 | 0
63 | R1320C | *O/S FOR 5 QT. OPEN | 1.253 | 1.253 | 0 | 0 | 0
63 | R1320D | O/S FOR 5 QT. OPEN | 1.7338 | 1.7338 | 0 | 0 | 0
63 | R1321C | *O/S FOR 8900 1QT.SHARPS CONT. | 0.891 | 0.891 | 0 | 0 | 0
63 | R1321D | *O/S FOR 8900 1QT.SHARPS CONT. | 0.91298 | 0.91298 | 0 | 0 | 0
63 | R1321E | *O/S FOR 8900 1QT.SHARPS CONT. | 0.998 | 0.998 | 0 | 0 | 0
63 | R1324B | *OVERSHIPPER FOR 85021 | 0.81 | 0.81 | 0 | 0 | 0
63 | R1324C | *OVERSHIPPER FOR 85021 | 0.762 | 0.762 | 0 | 0 | 0
63 | R1324D | OVERSHIPPER FOR 85021 | 0.93857 | 0.93857 | 0 | 0 | 0
63 | R1329B | *OVERSHIPPER FOR 8970 | 0.997 | 0.997 | 0 | 0 | 0
63 | R1329C | *OVERSHIPPER FOR 8970 | 0.997 | 0.997 | 0 | 0 | 0
63 | R1331B | *O/S FOR 8519C (X1531B) | 1.116 | 1.116 | 0 | 0 | 0
63 | R1331C | *O/S FOR 8519C (X1531B) | 0.817 | 0.817 | 0 | 0 | 0
63 | R1333B | *OVERSHIPPER FOR 1511 | 0.73301 | 0.73301 | 0 | 0 | 0
63 | R1333C | *OVERSHIPPER FOR 1511 | 0.89 | 0.89 | 0 | 0 | 0
63 | R1333D | OVERSHIPPER FOR 1511 | 1.3167 | 1.3167 | 0 | 0 | 0
63 | R1334B | *O/S FOR 2-1/2 & 5 QT CONT | 2.705 | 2.705 | 0 | 0 | 0
63 | R1334C | *O/S 1/2GAL ALWS OPEN SHP.CNT. | 2.5 | 2.5 | 0 | 0 | 0
63 | R1334D | *O/S 1/2GAL ALWS OPEN SHP.CNT. | 0 | 0 | 0 | 0 | 0
63 | R1338B | *OVERSHIPPER FOR 1510 | 0.364 | 0.364 | 0 | 0 | 0
63 | R1338C | *OVERSHIPPER FOR 1510 | 0.564 | 0.564 | 0 | 0 | 0
63 | R1338D | OVERSHIPPER FOR 1510 | 0.75375 | 0.75375 | 0 | 0 | 0
63 | R1348B | *OVERSHIPPER FOR 1500 | 0.701 | 0.701 | 0 | 0 | 0
63 | R1348C | *OVERSHIPPER FOR 1500 | 0.599 | 0.599 | 0 | 0 | 0
63 | R1348D | OVERSHIPPER FOR 1500 | 0.622 | 0.622 | 0 | 0 | 0
63 | R1353C | *O/S FOR 8981FP (X1561C) | 3.261 | 3.261 | 0 | 0 | 0
63 | R1354 | *INSERT FOR 8981FP (X1562) | 0.886 | 0.886 | 0 | 0 | 0
63 | R1355 | *O/S FOR 8980FP (X1565) | 2.922 | 2.922 | 0 | 0 | 0
63 | R1355C | *O/S FOR 8980FP (X1565C) | 3.212 | 3.212 | 0 | 0 | 0
63 | R1356 | *INSERT 8980FP TRAY (X1566) | 0.806 | 0.806 | 0 | 0 | 0
63 | R1357 | *INSERT 8980FP SC PAD (X1567) | 1.066 | 1.066 | 0 | 0 | 0
63 | R1358 | *INSERT 8980FP SC SHT (X1568) | 0.718 | 0.718 | 0 | 0 | 0
63 | R1362C | *O/S FOR 8980AC/8985AC | 1.43 | 1.43 | 0 | 0 | 0
63 | R1362D | *O/S FOR 8 GAL AC CODES | 1.073 | 1.073 | 0 | 0 | 0
63 | R1363B | *OVERSHIPPER FOR 8961 | 1.625 | 1.625 | 0 | 0 | 0
63 | R1363C | *OVERSHIPPER FOR 8961 | 1.527 | 1.527 | 0 | 0 | 0
63 | R1363D | *OVERSHIPPER FOR 8961 | 1.664 | 1.664 | 0 | 0 | 0
63 | R1364B | *OVERSHIPPER FOR 1522AC | 0.55 | 0.55 | 0 | 0 | 0
63 | R1364C | *OVERSHIPPER FOR 1522AC | 0.611 | 0.611 | 0 | 0 | 0
63 | R1365B | *OVERSHIPPER FOR 8982-AC | 0 | 0 | 0 | 0 | 0
63 | R1365C | *OVERSHIPPER FOR 8982AC | 1.177 | 1.177 | 0 | 0 | 0
63 | R1365D | *OVERSHIPPER FOR 8982AC | 0.91399 | 0.91399 | 0 | 0 | 0
63 | R1367B | *OVERSHIPPER FOR 8301 | 0.349 | 0.349 | 0 | 0 | 0
63 | R1367C | *OVERSHIPPER FOR 8301 | 0.27 | 0.27 | 0 | 0 | 0
63 | R1367D | OVERSHIPPER FOR 8301 | 0.313 | 0.313 | 0 | 0 | 0
63 | R1368B | *DISPENSER BOX FOR 8301 | 0.559 | 0.559 | 0 | 0 | 0
63 | R1368C | *DISPENSER BOX FOR 8301 | 0.49 | 0.49 | 0 | 0 | 0
63 | R1368D | *DISPENSER BOX FOR 8301 | 0.436 | 0.436 | 0 | 0 | 0
63 | R1368E | *DISPENSER BOX FOR 8301 | 0.623 | 0.623 | 0 | 0 | 0
63 | R1372 | *OVERSHIPPER FOR 8508 | 0.969 | 0.969 | 0 | 0 | 0
63 | R1372A | *OVERSHIPPER FOR 8508SA | 0.81 | 0.81 | 0 | 0 | 0
63 | R1372B | *OVERSHIPPER FOR 8508SA | 0.953 | 0.953 | 0 | 0 | 0
63 | R1373 | *Z-PAD FOR 8508 | 0.18619 | 0.18619 | 0 | 0 | 0
63 | R1378 | *OVERSHIPPER FOR 8303 | 0.704 | 0.704 | 0 | 0 | 0
63 | R1378A | *OVERSHIPPER FOR 8303 | 0.491 | 0.491 | 0 | 0 | 0
63 | R1378B | OVERSHIPPER FOR 8303 | 0.84458 | 0.84458 | 0 | 0 | 0
63 | R1379B | *OVERSHIPPER FOR 8546 (X1588B) | 0 | 0 | 0 | 0 | 0
63 | R1379C | *OVERSHIPPER FOR 8546 (X1588C) | 1.063 | 1.063 | 0 | 0 | 0
63 | R1380 | *ASSMBLD PARTITION 8546(X1589) | 1.61 | 1.61 | 0 | 0 | 0
63 | R1390 | *PAD FOR 8546 (X1590) | 0.261 | 0.261 | 0 | 0 | 0
63 | R1391B | *O/S FR 5030SP 1.5QT.MAIL-AWAY | 0 | 0 | 0 | 0 | 0
63 | R1391C | *O/S FOR 5030SPB MAIL-AWAY | 1.29 | 1.29 | 0 | 0 | 0
63 | R1391D | ***O/S FOR 5030SPB MAIL-AWAY | 1.316 | 1.316 | 0 | 0 | 0
63 | R1391E | *O/S FOR 5030/SP/SPB MAIL-AWAY | 1.492 | 1.492 | 0 | 0 | 0
63 | R1392 | *I/C FOR 5030SPB | 0 | 0 | 0 | 0 | 0
63 | R1393 | *MAIL-AWAY BOX FOR 5030 | 0 | 0 | 0 | 0 | 0
63 | R1393B | *O/S FOR 5030 1.5QT.MAIL-AWAY | 0 | 0 | 0 | 0 | 0
63 | R1393C | *O/S FOR 5030SA MAIL-AWAY | 1.58 | 1.58 | 0 | 0 | 0
63 | R1393D | *O/S FOR 5030SA MAIL-AWAY | 1.41 | 1.41 | 0 | 0 | 0
63 | R1393E | *O/S FOR 5030SA MAIL-AWAY | 1.497 | 1.497 | 0 | 0 | 0
63 | R1393F | *O/S FOR 5030SA MAIL-AWAY | 1.776 | 1.776 | 0 | 0 | 0
63 | R1394 | *I/C FOR 5030SA | 1.114 | 1.114 | 0 | 0 | 0
63 | R1395B | *OVERSHIPPER FOR 8909 | 0 | 0 | 0 | 0 | 0
63 | R1395C | *O/S FOR 8909 | 0.685 | 0.685 | 0 | 0 | 0
63 | R1398B | *OVERSHIPPER FOR 8506 | 1.081 | 1.081 | 0 | 0 | 0
63 | R1398C | *O/S FOR SSIII | 1 | 1 | 0 | 0 | 0
63 | R1398D | *CORRUGATED CASE, PRINTED | 1.028 | 1.028 | 0 | 0 | 0
63 | R1398E | *O/S FOR SSIII | 1.051 | 1.051 | 0 | 0 | 0
63 | R1399 | *CORRUGATED Z-PAD, UNPRINTED | 0.191 | 0.191 | 0 | 0 | 0
63 | R1401 | *OVERSHIPPER FOR 5030 | 0 | 0 | 0 | 0 | 0
63 | R1401B | *OVERSHIPPER FOR 5030SA | 1.321 | 1.321 | 0 | 0 | 0
63 | R1412 | *O/S FOR 8555/8555C (X1591) | 0 | 0 | 0 | 0 | 0
63 | R1412B | *O/S FOR 8555SA/8555C (X1591B* | 1.054 | 1.054 | 0 | 0 | 0
63 | R1412C | *O/S FOR 8555SA/8555C (X1591B) | 0.686 | 0.686 | 0 | 0 | 0
63 | R1415 | *MAIL-AWAY FOR 5060SP | 0 | 0 | 0 | 0 | 0
63 | R1415B | *MAIL-AWAY CARTON FOR 5060SP | 1.558 | 1.558 | 0 | 0 | 0
63 | R1415D | *MAIL-AWAY CARTON FOR 5060SP | 1.707 | 1.707 | 0 | 0 | 0
63 | R1416 | *INNER SLEEVE FOR 5060SP | 0.7 | 0.7 | 0 | 0 | 0
63 | R1417 | *O/S FOR 5060SP | 2.41 | 2.41 | 0 | 0 | 0
63 | R1417B | *O/S FOR 5060SP | 2.06 | 2.06 | 0 | 0 | 0
63 | R1436 | *CORRUGATED U-PAD, UNPRINTED | 0.309 | 0.309 | 0 | 0 | 0
63 | R1445 | *OVERSHIPPER FOR 8932AC | 0 | 0 | 0 | 0 | 0
63 | R1445B | *OVERSHIPPER FOR 8932AC/8860AC | 1.279 | 1.279 | 0 | 0 | 0
63 | R1445C | OVERSHIPPER FOR 8932AC/8860AC | 1.794 | 1.794 | 0 | 0 | 0
63 | R1451B | *O/S FOR 8930SA (X1596B) | 2.83 | 2.83 | 0 | 0 | 0
63 | R1451C | *O/S FOR 8930SA (X1596B) | 3.508 | 3.508 | 0 | 0 | 0
63 | R1452 | *OVERSHIPPER FOR 8993H (X1597) | 0 | 0 | 0 | 0 | 0
63 | R1452A | *OVERSHIPPER 8993H (X1597A) | 3.5 | 3.5 | 0 | 0 | 0
63 | R1463 | *SCRED SHT CRNR SUPPORT(X1598) | 1.74 | 1.74 | 0 | 0 | 0
63 | R1464 | *DIE CUT TRAY BASE (X1599) | 1.66 | 1.66 | 0 | 0 | 0
63 | R1465 | *FOAM EPS PAD (X1600) | 1.66 | 1.66 | 0 | 0 | 0
63 | R1466 | *FLNGD TUBEHOLDDWN INSRT X1606 | 1.66 | 1.66 | 0 | 0 | 0
63 | R1471 | *OVERSHIPPER FOR 8964 | 1.525 | 1.525 | 0 | 0 | 0
63 | R1471A | *OVERSHIPPER FOR 8964 | 1.338 | 1.338 | 0 | 0 | 0
63 | R1471B | OVERSHIPPER FOR 8964 | 1.5733 | 1.5733 | 0 | 0 | 0
63 | R1472 | *2-SHAPED SPACER 8930SA (X1602) | 0.203 | 0.203 | 0 | 0 | 0
63 | R1473 | *FLAT REC SHEET 8993H (X1603) | 1.74 | 1.74 | 0 | 0 | 0
63 | R1474 | INSERT FOR 8930SA LID (X1604) | 0.41054 | 0.41054 | 0 | 0 | 0
63 | R1475 | *INSRT 30GAL CONT 8930SA(X1610) | 0.549 | 0.549 | 0 | 0 | 0
63 | R1476 | *O/S FOR 5050C (X1612) | 0 | 0 | 0 | 0 | 0
63 | R1481 | *OVERSHIPPER FOR 8958 | 1.71 | 1.71 | 0 | 0 | 0
63 | R1481A | *OVERSHIPPER FOR 8958 | 1.7 | 1.7 | 0 | 0 | 0
63 | R1481B | OVERSHIPPER FOR 8958 | 2.7634 | 2.7634 | 0 | 0 | 0
63 | R1485 | *O/S-PHARMASAFETY 8820 CONT. | 0 | 0 | 0 | 0 | 0
63 | R1486 | *O/S-PHARMASAFETY 8825 CONT. | 0 | 0 | 0 | 0 | 0
63 | R1487 | *O/S-PHARMASAFETY 8850 CONT. | 0 | 0 | 0 | 0 | 0
63 | R1516 | *OVERSHIPPER FOR 8940FP | 3.96 | 3.96 | 0 | 0 | 0
63 | R1516A | OVERSHIPPER (CART) | 5.362 | 5.362 | 0 | 0 | 0
63 | R1517 | SCORED SHEET | 0.511 | 0.511 | 0 | 0 | 0
63 | R1518 | SLIT SCORED SHEET | 1.017 | 1.017 | 0 | 0 | 0
63 | R1519 | SCORED SHEET | 0.606 | 0.606 | 0 | 0 | 0
63 | R1520 | DIE CUT TRAY | 1.02 | 1.02 | 0 | 0 | 0
63 | R1528 | *O/S FOR 2 GALLON CONTAINER | 0.77035 | 0.77035 | 0 | 0 | 0
63 | R1528A | O/S FOR 2 GALLON CONTAINER | 0.87415 | 0.87415 | 0 | 0 | 0
63 | R1529 | *SCORED SHEET INSERT/DIVIDER | 1.239 | 1.239 | 0 | 0 | 0
63 | R1530 | *O/S FOR 5 QT ENCLOSURE | 0.373 | 0.373 | 0 | 0 | 0
63 | R1530A | *O/S FOR 5 QT ENCLOSURE | 0.636 | 0.636 | 0 | 0 | 0
63 | R1531 | *O/S FOR SMOKE ENCLOSURE | 0.736 | 0.736 | 0 | 0 | 0
63 | R1531A | *O/S FOR SMOKE ENCLOSURE | 0.71 | 0.71 | 0 | 0 | 0
63 | R1531B | *O/S FOR SMOKE ENCLOSURE | 0.512 | 0.512 | 0 | 0 | 0
63 | R1532 | *O/S FOR GLOVE BOX | 0.372 | 0.372 | 0 | 0 | 0
63 | R1533 | *O/S PLAIN FISHER 5 GAL. | 1.604 | 1.604 | 0 | 0 | 0
63 | R1535 | *SCORED SHEET PHLEBOTOMY(88014) | 0.554 | 0.554 | 0 | 0 | 0
63 | R1536 | *OVERSHIPPER FR 1QT PHLEBOTOMY | 1.296 | 1.296 | 0 | 0 | 0
63 | R1536A | *OVERSHIPPER | 0.736 | 0.736 | 0 | 0 | 0
63 | R1536B | *OVERSHIPPER FR 1QT PHLEBOTOMY | 0.736 | 0.736 | 0 | 0 | 0
63 | R1537 | *DIVIDER PAD FOR FISHER(882761) | 0.178 | 0.178 | 0 | 0 | 0
63 | R1538 | *O/S FOR 1QT.FISHER PHLEB. | 0.792 | 0.792 | 0 | 0 | 0
63 | R1538A | *O/S 1QT.FISHER PHLEB. (882760) | 0.563 | 0.563 | 0 | 0 | 0
63 | R1538B | *O/S 1QT.FISHER PHLEB. (882760) | 0.563 | 0.563 | 0 | 0 | 0
63 | R1539 | *O/S FOR SYRINGE TRANSFER CUP | 0 | 0 | 0 | 0 | 0
63 | R1539A | *O/S FOR SYRINGE TRANSFER CUP | 0.82 | 0.82 | 0 | 0 | 0
63 | R1540 | *O/S FOR 5/7 GALLON | 1.539 | 1.539 | 0 | 0 | 0
63 | R1540A | *O/S FOR 5/7 GALLON | 0.981 | 0.981 | 0 | 0 | 0
63 | R1541 | *O/S FOR 2GAL. | 2.491 | 2.491 | 0 | 0 | 0
63 | R1541A | *O/S FOR 2 GAL (884892) | 1.69 | 1.69 | 0 | 0 | 0
63 | R1543 | *O/S FOR TABLETOP HOLDER | 0.01 | 0.01 | 0 | 0 | 0
63 | R1543A | *O/S FOR TABLETOP HOLDER | 1.195 | 1.195 | 0 | 0 | 0
63 | R1543B | *O/S FOR TABLETOP HOLDER | 1.256 | 1.256 | 0 | 0 | 0
63 | R1544 | *O/S FOR 31139770 | 0.18914 | 0.18914 | 0 | 0 | 0
63 | R1545 | *O/S FOR 31139788 | 1.079 | 1.079 | 0 | 0 | 0
63 | R1545A | O/S FOR 31139788 | 0.97 | 0.97 | 0 | 0 | 0
63 | R1546 | *O/S FOR 10 GAL WIRE STAND | 0 | 0 | 0 | 0 | 0
63 | R1546A | *O/S FOR 10 GAL WIRE STAND | 3.148 | 3.148 | 0 | 0 | 0
63 | R1547 | *O/S FOR WIRE BRACKET #881911 | 0.00102 | 0.00102 | 0 | 0 | 0
63 | R1547A | *O/S FOR WIRE BRACKET | 1.22 | 1.22 | 0 | 0 | 0
63 | R1548 | *O/S FOR GLOVE BOX HOLDER | 0.01 | 0.01 | 0 | 0 | 0
63 | R1549 | *O/S FOR 1 QT WIRE BRACKET | 0 | 0 | 0 | 0 | 0
63 | R1549A | *O/S FOR 1 QT WIRE BRACKET | 2.35 | 2.35 | 0 | 0 | 0
63 | R1550 | *O/S FOR 1 GAL LKG DEVICE | 0.315 | 0.315 | 0 | 0 | 0
63 | R1551 | *O/S FOR PAD LOCK / KEYS | 0.01 | 0.01 | 0 | 0 | 0
63 | R1551A | *O/S FOR PAD LOCK / KEYS | 2.2 | 2.2 | 0 | 0 | 0
63 | R1552 | *O/S FOR 3 GAL WIRE BRCKT | 0.47 | 0.47 | 0 | 0 | 0
63 | R1552A | *O/S FOR 3 GAL WIRE BRACKET | 1.8 | 1.8 | 0 | 0 | 0
63 | R1553 | *O/S FOR ENCLOSURE | 1.33 | 1.33 | 0 | 0 | 0
63 | R1554 | *DIVIDER PAD | 0.523 | 0.523 | 0 | 0 | 0
63 | R1555 | *DIVIDER SHEET | 0.549 | 0.549 | 0 | 0 | 0
63 | R1556 | *O/S FOR 31158572 | 1.36 | 1.36 | 0 | 0 | 0
63 | R1557 | *O/S FOR HIDDEN BRACKET | 0 | 0 | 0 | 0 | 0
63 | R1557A | *O/S FOR HIDDEN BRACKET | 1.38 | 1.38 | 0 | 0 | 0
63 | R1557B | *O/S FOR HIDDEN BRACKET | 1.135 | 1.135 | 0 | 0 | 0
63 | R1558 | O/S 10PK TBLTOP HOLDER#884699 | 1.06 | 1.06 | 0 | 0 | 0
63 | R1558A | *CORRUGATED CASE, PRINTED, | 0 | 0 | 0 | 0 | 0
63 | R1559 | *INSRT DIVIDER 11-7/8 X 13-7/8 | 0.433 | 0.433 | 0 | 0 | 0
63 | R1560 | *INSRT DIVIDER 11-7/8 X 21-7/8 | 1.38 | 1.38 | 0 | 0 | 0
63 | R1561 | *O/S FOR GLOVE BOX | 1.214 | 1.214 | 0 | 0 | 0
63 | R1561A | *O/S FOR GLOVE BOX | 1.74 | 1.74 | 0 | 0 | 0
63 | R1562 | *SLEEVE DIVIDER FOR 7-1/2 GAL | 0.235 | 0.235 | 0 | 0 | 0
63 | R1563 | *O/S FOR 7-1/2 GAL | 1.832 | 1.832 | 0 | 0 | 0
63 | R1563A | *O/S FOR 7-1/2 GAL | 1.157 | 1.157 | 0 | 0 | 0
63 | R1563B | O/S FOR 7-1/2 GAL | 1.202 | 1.202 | 0 | 0 | 0
63 | R1564 | *DIVIDER PAD FOR 10 GALLON | 0.137 | 0.137 | 0 | 0 | 0
63 | R1565 | *O/S FOR 7 & 10 GALLON | 1.364 | 1.364 | 0 | 0 | 0
63 | R1565A | *OVERSHIPPER FOR 7 & 10 GALLON | 1.121 | 1.121 | 0 | 0 | 0
63 | R1565B | OVERSHIPPER FOR 7 & 10 GALLON | 1.3789 | 1.3789 | 0 | 0 | 0
63 | R1566 | *GLUED TUBE FOR 10 GAL | 0.277 | 0.277 | 0 | 0 | 0
63 | R1567 | DIVIDER PAD FOR 7 GALLON | 0.44539 | 0.44539 | 0 | 0 | 0
63 | R1568 | *SLEEVE FOR LID 7 GALLON CONT | 0.295 | 0.295 | 0 | 0 | 0
63 | R1569 | *SLEEVE PACKAGING FOR 7 GAL | 0.799 | 0.799 | 0 | 0 | 0
63 | R1570 | *INSERT DIVIDER FOR 10 GALLON | 0.831 | 0.831 | 0 | 0 | 0
63 | R1573 | *INSERT DIVIDER | 0.329 | 0.329 | 0 | 0 | 0
63 | R1574 | *O/S 5 QT 2 & 3 GALLON | 1.799 | 1.799 | 0 | 0 | 0
63 | R1574A | *O/S 5 QT 2 & 3 GALLON | 1.073 | 1.073 | 0 | 0 | 0
63 | R1575 | *GATORGUARD JR DIVIDER | 0.106 | 0.106 | 0 | 0 | 0
63 | R1577 | *O/S FOR 2-1/2 & 5 QT CONT | 0 | 0 | 0 | 0 | 0
63 | R1579 | *ONE SLOT DIVIDER | 0.29699 | 0.29699 | 0 | 0 | 0
63 | R1580 | *TWO SLOT DIVIDER | 0.155 | 0.155 | 0 | 0 | 0
63 | R1581 | *O/S FOR 2-1/2 & 5 QT CONT | 1.35 | 1.35 | 0 | 0 | 0
63 | R1581A | *O/S FOR 2-1/2 & 5 QT CONT | 0.874 | 0.874 | 0 | 0 | 0
63 | R1582 | *O/S FOR 3-1/2 GAL CONT | 1.68 | 1.68 | 0 | 0 | 0
63 | R1582A | *O/S FOR 3-1/2 GAL CONT | 1.174 | 1.174 | 0 | 0 | 0
63 | R1582B | *O/S FOR 3-1/2 GAL CONT | 0 | 0 | 0 | 0 | 0
63 | R1583 | *U-PAD SCORED INSERT 3-1/2 GAL | 0.157 | 0.157 | 0 | 0 | 0
63 | R1583A | *U-PAD SCORED INSERT 3-1/2 GAL | 0 | 0 | 0 | 0 | 0
63 | R1584 | *INSERT DIVIDER FOR 3-1/2 GAL | 0.73 | 0.73 | 0 | 0 | 0
63 | R1584A | *INSERT DIVIDER FOR 3-1/2 GAL | 0 | 0 | 0 | 0 | 0
63 | R1589 | *O/S FOR 1 GALLON SHARPS | 0 | 0 | 0 | 0 | 0
63 | R1589A | *O/S FOR 1 GALLON SHARPS | 0.901 | 0.901 | 0 | 0 | 0
63 | R1590 | *O/S FOR 1 GALLON SHARPS | 1.685 | 1.685 | 0 | 0 | 0
63 | R1591 | *O/S FOR 2 & 4 GALLON | 0.001 | 0.001 | 0 | 0 | 0
63 | R1591A | O/S FOR 2 GALLON | 0.85802 | 0.85802 | 0 | 0 | 0
63 | R1591B | O/S FOR 2 GALLON | 1.8 | 1.8 | 0 | 0 | 0
63 | R1592 | 2 GAL LONG INSERT | 0.283 | 0.283 | 0 | 0 | 0
63 | R1593 | 2 GAL SHORT INSERT | 0.142 | 0.142 | 0 | 0 | 0
63 | R1594 | O/S FOR KEYS - HIDDEN BRACKET | 0.19616 | 0.19616 | 0 | 0 | 0
63 | R1595 | *O/S FOR 8536 | 0.92796 | 0.92796 | 0 | 0 | 0
63 | R1595A | *O/S FOR 8536 | 1.029 | 1.029 | 0 | 0 | 0
63 | R1595B | *O/S FOR 8536 | 1.172 | 1.172 | 0 | 0 | 0
63 | R1596 | *SCORED SHEET FOR 8536 | 0.17 | 0.17 | 0 | 0 | 0
63 | R1597 | *Z-PAD FOR 8536 | 0.61 | 0.61 | 0 | 0 | 0
63 | R1598 | *PARTITION FOR 18GAL | 0.053 | 0.053 | 0 | 0 | 0
63 | R1599 | *O/S FOR V8536 | 0.937 | 0.937 | 0 | 0 | 0
63 | R1599A | *O/S FOR V8536 | 1.101 | 1.101 | 0 | 0 | 0
63 | R1600 | *SCORED SHT FOR 2 GAL SSII | 0.192 | 0.192 | 0 | 0 | 0
63 | R1601 | *O/S FOR SSIV ENCLOSURE | 1.2 | 1.2 | 0 | 0 | 0
63 | R1602 | *C FLUTE SCORED SHT INSERT DIV | 0.26 | 0.26 | 0 | 0 | 0
63 | R1603 | *O/S FOR V8970 | 0.62 | 0.62 | 0 | 0 | 0
63 | R1603B | *O/S FOR V8970 | 0.777 | 0.777 | 0 | 0 | 0
63 | R1604 | SCORED SHEET INSERT FOR 12 GAL | 0.982 | 0.982 | 0 | 0 | 0
63 | R1606 | Z PAD FOR SSIV | 0.59113 | 0.59113 | 0 | 0 | 0
63 | R1607 | *SCORED SHT FOR SSIV | 0.47 | 0.47 | 0 | 0 | 0
63 | R1608 | *SCORED SHT. FOR 3 GAL. SSIV | 0.52 | 0.52 | 0 | 0 | 0
63 | R1609 | *O/S FOR 8542C & 8543C | 1.8 | 1.8 | 0 | 0 | 0
63 | R1610 | *SCRED SHT SSIV WIRE BRACKETS | 0.483 | 0.483 | 0 | 0 | 0
63 | R1612 | *O/S FOR SSIV CONT. | 1.27 | 1.27 | 0 | 0 | 0
63 | R1612A | *O/S FOR SSIV CONTAINER | 1.28 | 1.28 | 0 | 0 | 0
63 | R1612B | O/S FOR SSIV CONTAINER | 1.6715 | 1.6715 | 0 | 0 | 0
63 | R1613 | *CORRUGATED O/S PRINTED | 2.05 | 2.05 | 0 | 0 | 0
63 | R1613A | *CORRUGATED O/S PRINTED 8996EN | 1.198 | 1.198 | 0 | 0 | 0
63 | R1614 | *CORRUGATED I/C UNPRINTD MAIL | 0.646 | 0.646 | 0 | 0 | 0
63 | R1615 | *CORRUGATED O/S PRINTED | 2.85 | 2.85 | 0 | 0 | 0
63 | R1616 | *INNER CRTN FOR 8850MA PRINTED | 2.45 | 2.45 | 0 | 0 | 0
63 | R1620 | *OVERSHIPPER FOR 85130MWAC | 2.191 | 2.191 | 0 | 0 | 0
63 | R1621 | *1 SLOT PARTITION | 0.175 | 0.175 | 0 | 0 | 0
63 | R1622 | *6 SLOT PARTITION | 0.5 | 0.5 | 0 | 0 | 0
63 | R1623 | *2 SLOT PARTITION | 0.3 | 0.3 | 0 | 0 | 0
63 | R1624 | *2 SLOT PARTITION | 1 | 1 | 0 | 0 | 0
63 | R1625 | *3 SLOT PARTITON | 0.6 | 0.6 | 0 | 0 | 0
63 | R1626 | OVERSHIPPER FOR 8549SA | 1.14 | 1.14 | 0 | 0 | 0
63 | R1626A | OVERSHIPPER FOR 8549SA | 5.3772 | 5.3772 | 0 | 0 | 0
63 | R1627 | *O/S FOR BIPCO LID - X1634 | 2.04 | 2.04 | 0 | 0 | 0
63 | R1628 | *O/S FOR 8527RAC | 1.465 | 1.465 | 0 | 0 | 0
63 | R1629 | *SCORED SHEET FOR 8527RAC | 0.541 | 0.541 | 0 | 0 | 0
63 | R1630 | *SCORED SHEET FOR 8527RAC | 0.518 | 0.518 | 0 | 0 | 0
63 | R1631 | *DIE CUT PARTITION FOR 8527RAC | 0.63701 | 0.63701 | 0 | 0 | 0
63 | R1632 | *1 SLOT PARTITION FOR 8527RAC | 0.15299 | 0.15299 | 0 | 0 | 0
63 | R1635 | *O/S FOR 8556H | 0.42885 | 0.42885 | 0 | 0 | 0
63 | R1635A | O/S FOR 8556H | 0.65132 | 0.65132 | 0 | 0 | 0
63 | R1637 | *CORRUGATED SCORED UNPRINTED SH | 0.265 | 0.265 | 0 | 0 | 0
63 | R1638 | *O/S FOR 18 GALLON | 1.7336 | 1.7336 | 0 | 0 | 0
63 | R1638A | *O/S FOR 18 GALLON | 1.8 | 1.8 | 0 | 0 | 0
63 | R1639 | *O/S FOR GATORGUARD | 0.93 | 0.93 | 0 | 0 | 0
63 | R1640 | *SCORED SHEET FOR GATORGUARD | 0.278 | 0.278 | 0 | 0 | 0
63 | R1641 | *GATORGUARD JR DIVIDER | 0.1035 | 0.1035 | 0 | 0 | 0
63 | R1642 | *SCORED SHEET FOR GATORGUARD | 0.145 | 0.145 | 0 | 0 | 0
63 | R1643 | *PAD FOR GATORGUARD | 0.17 | 0.17 | 0 | 0 | 0
63 | R1644 | *OVERSHIPPER FOR 8 GALLON | 0.887 | 0.887 | 0 | 0 | 0
63 | R1644A | OVERSHIPPER FOR 8 GALLON | 1.0875 | 1.0875 | 0 | 0 | 0
63 | R1645 | *O/S FOR 3 GALLON | 0.935 | 0.935 | 0 | 0 | 0
63 | R1645A | *O/S FOR 3 GALLON | 0.841 | 0.841 | 0 | 0 | 0
63 | R1646 | *SCORED SHEET FOR 3 GALLON | 0.115 | 0.115 | 0 | 0 | 0
63 | R1647 | *Z-PAD FOR 3 GALLON | 0.192 | 0.192 | 0 | 0 | 0
63 | R1648 | *PARTITION FOR 18 GALLON | 0.065 | 0.065 | 0 | 0 | 0
63 | R1653 | *O/S FOR V8980 | 0.966 | 0.966 | 0 | 0 | 0
63 | R1654 | *O/S FOR V8985 | 0.966 | 0.966 | 0 | 0 | 0
63 | R1674 | SCORED SHEET FOR SSIV | 0.3514 | 0.3514 | 0 | 0 | 0
63 | R1675 | *OVERSHIPPER FOR 8400 (X1578B) | 4.75 | 4.75 | 0 | 0 | 0
63 | R1676 | *O/S FOR SYRINGE TRANSFER CUP | 0.78 | 0.78 | 0 | 0 | 0
63 | R1676A | *O/S FOR SYRINGE TRANSFER CUP | 0 | 0 | 0 | 0 | 0
63 | R1677 | *INNER CARTON FOR 5060SP | 0.964 | 0.964 | 0 | 0 | 0
63 | R1678 | *O/S FOR 2-1/2 & 5 QT | 1.08 | 1.08 | 0 | 0 | 0
63 | R1678B | *O/S FOR 2-1/2 & 5 QT | 1.113 | 1.113 | 0 | 0 | 0
63 | R1678C | *O/S FOR 2-1/2 & 5 QT | 1.216 | 1.216 | 0 | 0 | 0
63 | R1679 | PAD FOR 5 QT. & 2-1/2 QT | 0.23524 | 0.23524 | 0 | 0 | 0
63 | R1680 | PARTITION FOR 5 QT & 2-1/2 GAL | 0.15287 | 0.15287 | 0 | 0 | 0
63 | R1681 | PARTITION FOR 2-1/2 & 5 QT | 0.20567 | 0.20567 | 0 | 0 | 0
63 | R1682 | *O/S FOR GATORGUARD | 1.301 | 1.301 | 0 | 0 | 0
63 | R1682A | O/S FOR GATORGUARD | 1.435 | 1.435 | 0 | 0 | 0
63 | R1683 | GATORGUARD DIVIDER | 0.43272 | 0.43272 | 0 | 0 | 0
63 | R1684 | PAD FOR GATORGUARD | 0.38625 | 0.38625 | 0 | 0 | 0
63 | R1685 | SCORED SHEET FOR GATORGUARD | 1.3272 | 1.3272 | 0 | 0 | 0
63 | R1686 | GATORGUARD DIVIDER | 0.34929 | 0.34929 | 0 | 0 | 0
63 | R1690 | CORRUGATED CASE UNPRTD 18 GA | 1.6979 | 1.6979 | 0 | 0 | 0
63 | R1693 | O/S FOR 3-1/2 GAL CONT | 1.7475 | 1.7475 | 0 | 0 | 0
63 | R1694 | U-PAD SCORED INSERT 3-1/2 GAL | 0.9523 | 0.9523 | 0 | 0 | 0
63 | R1695 | INSERT DIVIDER FOR 3-1/2 GAL | 0.49608 | 0.49608 | 0 | 0 | 0
63 | R1696 | *O/S FOR 10-5PK ABSRBANT PADS | 0.34 | 0.34 | 0 | 0 | 0
63 | R1697 | UNPRINTED O/S FOR 1 GA GP | 1.4993 | 1.4993 | 0 | 0 | 0
63 | R1698 | CORRUGATED DIVIDER, UNPRINTED | 0.39998 | 0.39998 | 0 | 0 | 0
63 | R1699 | *SCORED INSERT, BOX FOLD | 0.52 | 0.52 | 0 | 0 | 0
63 | R1700 | SCORED LID RETENTION FOR 18 GA | 0.19828 | 0.19828 | 0 | 0 | 0
63 | R1701 | O/S 3 Gallon In Room Container | 1.1234 | 1.1234 | 0 | 0 | 0
63 | R1703 | D/C INSERT 44 3/16 X 12 1/4 | 0.27854 | 0.27854 | 0 | 0 | 0
63 | R1704 | O/S FOR THE SHARP STAR II | 1.7338 | 1.7338 | 0 | 0 | 0
63 | R1705 | SHARP STAR II INSERT DIVIDER | 0.81818 | 0.81818 | 0 | 0 | 0
63 | R1706 | *O/S FOR V8536 | 0.90098 | 0.90098 | 0 | 0 | 0
63 | R1707 | *CORRUGATED O/S PRNTED 8996EN2 | 2 | 2 | 0 | 0 | 0
63 | R1710 | *R1025D, UNPRINTED O/S | 0.806 | 0.806 | 0 | 0 | 0
63 | R1711 | *R1179D, UNPRINTED O/S | 0.84898 | 0.84898 | 0 | 0 | 0
63 | R1712 | *R1295D UNPRINTED OVERSHIPPER | 0.591 | 0.591 | 0 | 0 | 0
63 | R1713 | *UNPRINTED OVERSHIPPER | 0.998 | 0.998 | 0 | 0 | 0
63 | R1714 | *R1395D, UNPRINTED O/S | 0.616 | 0.616 | 0 | 0 | 0
63 | R1715 | *Corrugated Case, Unprinted | 1.62 | 1.62 | 0 | 0 | 0
63 | R1716 | *R1530B, UNPRINTED O/S | 0.552 | 0.552 | 0 | 0 | 0
63 | R1717 | *R1531C, UNPRINTED O/S | 0.47719 | 0.47719 | 0 | 0 | 0
63 | R1718 | *R1543B, UNPRINTED O/S | 1.04 | 1.04 | 0 | 0 | 0
63 | R1719 | *R1557C, UNPRINTED O/S | 0.99199 | 0.99199 | 0 | 0 | 0
63 | R1720 | UNPRINTED O/S FOR GATORGUARD | 2.7582 | 2.7582 | 0 | 0 | 0
63 | R1721 | *R1540B, UNPRINTED O/S | 1.039 | 1.039 | 0 | 0 | 0
63 | R1722 | *UNPRINTED O/S FOR 7&10 GALLON | 1.235 | 1.235 | 0 | 0 | 0
63 | R1723 | *R1589B, UNPRINTED O/S | 0.898 | 0.898 | 0 | 0 | 0
63 | R1724 | *R1591B, UNPRINTED O/S | 0.838 | 0.838 | 0 | 0 | 0
63 | R1725 | *UNPRINTED O/S FOR 2-1/2 & 5 QT | 1.342 | 1.342 | 0 | 0 | 0
63 | R1726 | *R9366D, UNPRINTED O/S | 0.71101 | 0.71101 | 0 | 0 | 0
63 | R1727 | *UNPRINTED O/S 8975 | 0.662 | 0.662 | 0 | 0 | 0
63 | R1728 | *O/S UNPRINTED FOR ENCLOSURE | 1.198 | 1.198 | 0 | 0 | 0
63 | R1729 | *CORRUGATED O/S UNPRINTED | 1.076 | 1.076 | 0 | 0 | 0
63 | R1730 | *CORRUGATED O/S PRINTED 5022SP | 1.198 | 1.198 | 0 | 0 | 0
63 | R1732 | *CORRUGATED O/S PRINTED 5022TP | 2 | 2 | 0 | 0 | 0
63 | R1733 | *O/S UNPRINTED FOR MAIL-AWAY | 1.262 | 1.262 | 0 | 0 | 0
63 | R1740 | *UNPRINTED O/S FOR 2 GA MEDLINE | 0.777 | 0.777 | 0 | 0 | 0
63 | R1741 | UNPRINTED O/S FOR 30 GALLON | 2.9905 | 2.9905 | 0 | 0 | 0
63 | R1742 | GUIDE BRACKET FOR FP CART | 4.11 | 4.11 | 0 | 0 | 0
63 | R1748 | CORRUGATED CASE, UNPRINTED FOR | 2.963 | 2.963 | 0 | 0 | 0
63 | R1749 | CORRUGATED SCORED SHT, UNPRINT | 0.4644 | 0.4644 | 0 | 0 | 0
63 | R1750 | CORRUGATED SCORED SHT, UNPRINT | 0.28487 | 0.28487 | 0 | 0 | 0
63 | R1766 | O/S FOR 8527R AND 8525Y | 1.178 | 1.178 | 0 | 0 | 0
63 | R1800 | CORRUGATED DVIDR UNPRNT | 0.33873 | 0.33873 | 0 | 0 | 0
63 | R2000 | INNER CARTON FOR 2GAL.H-DROP | 0.67561 | 0.67561 | 0 | 0 | 0
63 | R3691B | *LABEL - RADIOACTIVE 8990L | 0.39 | 0.39 | 0 | 0 | 0
63 | R3691C | *LABEL - RADIOACTIVE 8990L | 0.39 | 0.39 | 0 | 0 | 0
63 | R3691D | *LABEL - RADIOACTIVE 8990L | 0.39 | 0.39 | 0 | 0 | 0
63 | R3691E | *LABEL- RADIOACTIVE 8990L | 0.39 | 0.39 | 0 | 0 | 0
63 | R3712 | BAG-CLEAR POLY FOR AUTODROP | 0.0211 | 0.0211 | 0 | 0 | 0
63 | R3715 | *BAG-CARTON LINER FOR 1530SA | 0.05635 | 0.05635 | 0 | 0 | 0
63 | R3760 | *1500 NEEDLE HOLDER BAG | 0 | 0 | 0 | 0 | 0
63 | R3807B | *LABEL BIO-HAZ FOR 8950 | 0 | 0 | 0 | 0 | 0
63 | R3834 | *LABEL-RECYCLED MEDICAL WASTE | 0.00795 | 0.00795 | 0 | 0 | 0
63 | R3908E | *LABEL LOCKING INST - REVISED | 0.03345 | 0.03345 | 0 | 0 | 0
63 | R3908F | *LABEL LOCKING INST - REVISED | 0.03345 | 0.03345 | 0 | 0 | 0
63 | R3908G | *LABEL LOCKING INST - REVISED | 0.02218 | 0.02218 | 0 | 0 | 0
63 | R3918 | *LABEL-TAMP.PROOF LID INST 5QT | 0.098 | 0.098 | 0 | 0 | 0
63 | R3918A | *LABEL-TAMP.PROOF LID INST 5QT | 0.098 | 0.098 | 0 | 0 | 0
63 | R3918B | *LABEL-TAMP.PROOF LID INST. 5 | 0.1184 | 0.1184 | 0 | 0 | 0
63 | R3980 | *LABEL SS II O/S "2 GALLON" | 0.07 | 0.07 | 0 | 0 | 0
63 | R4049 | *GENERIC O/S WHITE LABEL X3654 | 0 | 0 | 0 | 0 | 0
63 | R4055 | *LABEL CANADIAN CHEMOTHERAPY | 0.076 | 0.076 | 0 | 0 | 0
63 | R4055A | *LABEL CANADIAN CHEMOTHERAPY | 0.076 | 0.076 | 0 | 0 | 0
63 | R4055B | *LABEL CANADIAN CHEMOTHERAPY | 0.0365 | 0.0365 | 0 | 0 | 0
63 | R4055E | *LABEL CANADIAN CHEMOTHERAPY | 0.0365 | 0.0365 | 0 | 0 | 0
63 | R4055F | *LABEL CANADIAN CHEMOTHERAPY | 0.02952 | 0.02952 | 0 | 0 | 0
63 | R4055G | *LABEL CHEMOSAFETY | 0.0488 | 0.0488 | 0 | 0 | 0
63 | R4065 | *LABEL CHEMO DOT INDICATOR | 0.008 | 0.008 | 0 | 0 | 0
63 | R4126B | *LABEL BIO-HAZ VERTICAL BLANK | 0.00735 | 0.00735 | 0 | 0 | 0
63 | R4126C | *LABEL BIO-HAZ VERTICAL BLANK | 0.00748 | 0.00748 | 0 | 0 | 0
63 | R4126E | *LABEL BIO-HAZ VERTICAL BLANK | 0.00735 | 0.00735 | 0 | 0 | 0
63 | R4126F | *LABEL BIO-HAZ VERTICAL BLANK | 0.00735 | 0.00735 | 0 | 0 | 0
63 | R4127C | *LABEL BIO-HAZ HORIZONTAL BLNK | 0.00735 | 0.00735 | 0 | 0 | 0
63 | R4127D | *LABEL BIO-HAZ HORIZONTAL BLNK | 0.00735 | 0.00735 | 0 | 0 | 0
63 | R4127E | *LABEL BIO-HAZ HORIZONTAL BLNK | 0.00735 | 0.00735 | 0 | 0 | 0
63 | R4127F | *LABEL BIO-HAZ HORIZONTAL | 0.00812 | 0.00812 | 0 | 0 | 0
63 | R4127H | *LABEL BIO-HAZ HORIZONTAL | 0.00662 | 0.00662 | 0 | 0 | 0
63 | R4127J | *LABEL BIO-HAZ HORIZONTAL | 0.00662 | 0.00662 | 0 | 0 | 0
63 | R4127K | BIOHAZARD WASTE DISPOSAL LABEL | 0.0113 | 0.0113 | 0 | 0 | 0
63 | R4128B | *LBL BIO-HAZ LARGE CONT.BLANK | 0.0239 | 0.0239 | 0 | 0 | 0
63 | R4128C | *LABEL BIO-HAZ LRG CONT. BLANK | 0.021 | 0.021 | 0 | 0 | 0
63 | R4128D | *LABEL BIO-HAZ LRG CONT BLANK | 0.01907 | 0.01907 | 0 | 0 | 0
63 | R4128E | *LABEL BIO-HAZ LRG CONT BLANK | 0.01867 | 0.01867 | 0 | 0 | 0
63 | R4129B | *LABEL - CHEMO BLANK | 0.03575 | 0.03575 | 0 | 0 | 0
63 | R4132 | *GENERIC D/C O/S WHTLBL(X3702) | 0.02 | 0.02 | 0 | 0 | 0
63 | R4145C | *LABEL 8961 USAGE INSTRUCTION | 0.037 | 0.037 | 0 | 0 | 0
63 | R4145D | *LABEL 8961 USAGE INSTRUCTION | 0.037 | 0.037 | 0 | 0 | 0
63 | R4145E | *LABEL 8961 USAGE INSTRUCTION | 0.0513 | 0.0513 | 0 | 0 | 0
63 | R4147B | *LABEL SHARP SHUTTLE TUBE | 0.0166 | 0.0166 | 0 | 0 | 0
63 | R4147C | *LABEL SHARP SHUTTLE TUBE | 0.0166 | 0.0166 | 0 | 0 | 0
63 | R4147D | *LABEL SHARP SHUTTLE TUBE | 0.0082 | 0.0082 | 0 | 0 | 0
63 | R4148C | *LABEL BIO-HAZ SHARPSTAR | 0.00725 | 0.00725 | 0 | 0 | 0
63 | R4148D | *LABEL BIO-HAZ SHARPSTAR | 0.00725 | 0.00725 | 0 | 0 | 0
63 | R4153 | *LABEL - USER INSTRUCTION 8303 | 0.0375 | 0.0375 | 0 | 0 | 0
63 | R4153A | *LABEL - USER INSTRUCTION 8303 | 0.0373 | 0.0373 | 0 | 0 | 0
63 | R4153B | *LABEL - USER INSTRUCTION 8303 | 0.0114 | 0.0114 | 0 | 0 | 0
63 | R4164 | *LABEL BIO-HAZ FOR 5030/5030SP | 0 | 0 | 0 | 0 | 0
63 | R4164B | *LABEL BIO-HAZ 5030SA/5030SPB | 0.05 | 0.05 | 0 | 0 | 0
63 | R4164C | *LABEL BIO HAZ 5030SA/5030SPB | 0.05333 | 0.05333 | 0 | 0 | 0
63 | R4167 | *LABEL BIOHAZ FOR 8909 (X3685) | 0.025 | 0.025 | 0 | 0 | 0
63 | R4167A | *LBL BIO-HAZ FOR 8909 (X3685A) | 0.01204 | 0.01204 | 0 | 0 | 0
63 | R4167C | *LBL BIO-HAZ FOR 8909 (X3685C) | 0.00852 | 0.00852 | 0 | 0 | 0
63 | R4167D | *LBL BIO-HAZ FOR 8909 (X3685C) | 0.02 | 0.02 | 0 | 0 | 0
63 | R4168 | *LABEL - 8800 SINGLE USE | 0.0235 | 0.0235 | 0 | 0 | 0
63 | R4168B | *LABEL - 8800 SINGLE USE | 0.0235 | 0.0235 | 0 | 0 | 0
63 | R4168C | *LBL - 8800 SINGLE USE | 0.0278 | 0.0278 | 0 | 0 | 0
63 | R4169B | *LABEL - USPS FOR 5030SA | 0.095 | 0.095 | 0 | 0 | 0
63 | R4169C | ***LABEL - USPS FOR 5030SA | 0.09989 | 0.09989 | 0 | 0 | 0
63 | R4169D | *LABEL - USPS FOR 5030SA | 0.19014 | 0.19014 | 0 | 0 | 0
63 | R4174C | *LABEL - MERCHANDISE RETURN | 0 | 0 | 0 | 0 | 0
63 | R4174D | *LABEL - MERCHANDISE RETURN | 0.04 | 0.04 | 0 | 0 | 0
63 | R4174F | ***LABEL - MERCHANDISE RETURN | 0.04 | 0.04 | 0 | 0 | 0
63 | R4192B | *LABEL - USPS FOR 5030SPB | 0.095 | 0.095 | 0 | 0 | 0
63 | R4192C | ***LABEL - USPS FOR 5030SPB | 0.1125 | 0.1125 | 0 | 0 | 0
63 | R4192D | *LABEL - USPS FOR 5030SPB | 0.1125 | 0.1125 | 0 | 0 | 0
63 | R4193B | *LABEL - USPS FOR 5050SPB | 0.049 | 0.049 | 0 | 0 | 0
63 | R4193C | ***LABEL - USPS FOR 5050SPB | 0.07466 | 0.07466 | 0 | 0 | 0
63 | R4193D | *LABEL - USPS FOR 5050SPB | 0.1125 | 0.1125 | 0 | 0 | 0
63 | R4195B | *LABEL - USPS FOR 5075B | 0.049 | 0.049 | 0 | 0 | 0
63 | R4204B | *LABEL - USPS FOR 5050B | 0.049 | 0.049 | 0 | 0 | 0
63 | R4204C | *LABEL - USPS FOR 5050B | 0.0746 | 0.0746 | 0 | 0 | 0
63 | R4225B | *LABEL-PHARMASAFETY PRODUCT | 0.078 | 0.078 | 0 | 0 | 0
63 | R4225C | *LABEL-PHARMASAFETY PRODUCT | 0.053 | 0.053 | 0 | 0 | 0
63 | R4225D | *LABEL-PHARMASAFETY PRODUCT | 0.051 | 0.051 | 0 | 0 | 0
63 | R4225E | *LABEL-PHARMASAFETY PRODUCT | 0.03879 | 0.03879 | 0 | 0 | 0
63 | R4225F | *LABEL-PHARMASAFETY PRODUCT | 0.03615 | 0.03615 | 0 | 0 | 0
63 | R4225I | *LABEL-PHARMASAFETY PRODUCT | 0.04969 | 0.04969 | 0 | 0 | 0
63 | R4225J | *LABEL-PHARMASAFETY PRODUCT | 0.054 | 0.054 | 0 | 0 | 0
63 | R4226 | *LABEL-PHARMASAFETY IN-USE LID | 0.0315 | 0.0315 | 0 | 0 | 0
63 | R4226A | LBL-PHRMSFTY INCINERATION ONLY | 0.01116 | 0.01116 | 0 | 0 | 0
63 | R4227 | LBL-PHARMASAFETY TMPR EVIDENT | 0.02203 | 0.02203 | 0 | 0 | 0
63 | R4237 | (X3703)LBL-BIOMAX DOT-LRG VOL. | 0.01072 | 0.01072 | 0 | 0 | 0
63 | R4262 | *LABEL BIO-HAZ FOR 8950SA | 0.0115 | 0.0115 | 0 | 0 | 0
63 | R4264 | *LABEL BIO-HAZ FOR 8901SA | 0.017 | 0.017 | 0 | 0 | 0
63 | R4264B | *LABEL BIO-HAZ SMALL VOLUME | 0.007 | 0.007 | 0 | 0 | 0
63 | R4264C | *LABEL BIO-HAZ SMALL VOLUME | 0.006 | 0.006 | 0 | 0 | 0
63 | R4264D | *LABEL BIO-HAZ SMALL VOLUME | 0.006 | 0.006 | 0 | 0 | 0
63 | R4264E | *LABEL BIO-HAZ SMALL VOLUME | 0.0054 | 0.0054 | 0 | 0 | 0
63 | R4264F | *LABEL BIO-HAZ SMALL VOLUME | 0.005 | 0.005 | 0 | 0 | 0
63 | R4265 | *BIOHAZ LABEL - 8930SA | 0.0622 | 0.0622 | 0 | 0 | 0
63 | R4265A | *BIOHAZ LABEL - 8930SA | 0.0622 | 0.0622 | 0 | 0 | 0
63 | R4265B | *BIOHAZ LABEL - 8930SA | 0.0622 | 0.0622 | 0 | 0 | 0
63 | R4265C | *BIOHAZARD LABEL FOR 8930SA | 0.0794 | 0.0794 | 0 | 0 | 0
63 | R4270 | *LABEL - BIO-HAZ FOR 8303SA | 0.03218 | 0.03218 | 0 | 0 | 0
63 | R4271 | *LABEL - BIO-HAZ FOR 8920SA | 0.01175 | 0.01175 | 0 | 0 | 0
63 | R4275 | *OVERLABEL FOR 1500SA BAG | 0 | 0 | 0 | 0 | 0
63 | R4276 | *LABEL - ATLANTIC HEALTHCARE | 0.38 | 0.38 | 0 | 0 | 0
63 | R4280 | *BIOMAX DOT LABEL-8997/8997S | 0.01898 | 0.01898 | 0 | 0 | 0
63 | R4281 | *LABEL - USPS FOR 5050SP | 0.095 | 0.095 | 0 | 0 | 0
63 | R4281B | **LABEL - USPS FOR 5050SP | 0.1125 | 0.1125 | 0 | 0 | 0
63 | R4281C | *LABEL - USPS FOR 5050SP | 0.18 | 0.18 | 0 | 0 | 0
63 | R4282 | *LABEL - USPS FOR 5050SA | 0.095 | 0.095 | 0 | 0 | 0
63 | R4282B | ***LABEL - USPS FOR 5050SA | 0.1125 | 0.1125 | 0 | 0 | 0
63 | R4282C | *LABEL - USPS FOR 5050SA | 0.18 | 0.18 | 0 | 0 | 0
63 | R4283 | *LABEL - USPS FOR 5075SA | 0.1125 | 0.1125 | 0 | 0 | 0
63 | R4284 | *LABEL - USPS FOR 5060SP | 0.095 | 0.095 | 0 | 0 | 0
63 | R4284A | *LABEL - USPS FOR 5060SP | 0.095 | 0.095 | 0 | 0 | 0
63 | R4284B | *LABEL - USPS FOR 8996EN2 | 0.1125 | 0.1125 | 0 | 0 | 0
63 | R4284C | *PRODUCT LABEL, PRINTED | 0.085 | 0.085 | 0 | 0 | 0
63 | R4285 | *LABEL - USPS FOR 5060SPB | 0.049 | 0.049 | 0 | 0 | 0
63 | R4285A | *LABEL - USPS FOR 5060SPB | 0.07876 | 0.07876 | 0 | 0 | 0
63 | R4285B | *LABEL - USPS FOR ENSERV MAIL | 0.0925 | 0.0925 | 0 | 0 | 0
63 | R4285C | *PRODUCT LABEL, PRINTED | 0.085 | 0.085 | 0 | 0 | 0
63 | R4286 | *LABEL NON-INFECTIOUS WASTE | 0.03715 | 0.03715 | 0 | 0 | 0
63 | R4287 | *LABEL RECYCLED MEDICAL WASTE | 0.0108 | 0.0108 | 0 | 0 | 0
63 | R4287B | *LABEL RECYCLED MEDICAL WASTE | 0.0108 | 0.0108 | 0 | 0 | 0
63 | R4287C | *LABEL RECYCLED MEDICAL WASTE | 0.0108 | 0.0108 | 0 | 0 | 0
63 | R4287D | *LABEL RECYCLED MEDICAL WASTE | 0.0108 | 0.0108 | 0 | 0 | 0
63 | R4287E | *LABEL RECYCLED MEDICAL WASTE | 0.00864 | 0.00864 | 0 | 0 | 0
63 | R4287F | *LABEL RECYCLED MEDICAL WASTE | 0.0078 | 0.0078 | 0 | 0 | 0
63 | R4287G | *LBL.MANU.W/RECYCLED PLASTIC | 0.00825 | 0.00825 | 0 | 0 | 0
63 | R4293 | *CHEMOMAX BUCKET LABEL | 0.062 | 0.062 | 0 | 0 | 0
63 | R4293C | *CHEMOMAX BUCKET LABEL | 0.0558 | 0.0558 | 0 | 0 | 0
63 | R4293D | *CHEMOMAX BUCKET LABEL | 0.0558 | 0.0558 | 0 | 0 | 0
63 | R4293E | *CHEMOMAX PRODUCT LABEL | 0.0381 | 0.0381 | 0 | 0 | 0
63 | R4296 | *BIOMAX BIOHAZARD LABEL | 0.039 | 0.039 | 0 | 0 | 0
63 | R4296A | *BIOMAX BIOHAZARD LABEL | 0.0351 | 0.0351 | 0 | 0 | 0
63 | R4296B | *BIOMAX BIOHAZARD LABEL | 0.0351 | 0.0351 | 0 | 0 | 0
63 | R4296C | *BIOMAX BIOHAZARD LABEL | 0.03395 | 0.03395 | 0 | 0 | 0
63 | R4299 | *BIO-HAZ LABEL FOR ENCLOSURES | 0.053 | 0.053 | 0 | 0 | 0
63 | R4299A | *BIO-HAZ LABEL FOR ENCLOSURES | 0.032 | 0.032 | 0 | 0 | 0
63 | R4299B | *BIO-HAZ LABEL FOR ENCLOSURES | 0.02376 | 0.02376 | 0 | 0 | 0
63 | R4300 | *FSS 045 CABINET CLEAR LABEL | 0.075 | 0.075 | 0 | 0 | 0
63 | R4301 | *THERMAL LABEL - 4-7/8" X 4" | 0 | 0 | 0 | 0 | 0
63 | R4302 | *LBL- CLR CAUTION JR ENCLOSURE | 0.001 | 0.001 | 0 | 0 | 0
63 | R4303 | *LABEL - CAUTION | 0.052 | 0.052 | 0 | 0 | 0
63 | R4303A | *LABEL - CAUTION | 0.17 | 0.17 | 0 | 0 | 0
63 | R4303B | *LABEL - CAUTION | 0.17 | 0.17 | 0 | 0 | 0
63 | R4304 | *O/S LABEL - 4-7/8" X 5" | 0.0166 | 0.0166 | 0 | 0 | 0
63 | R4305 | *LABEL - BLNK FISHER BIO HAZ | 0.01922 | 0.01922 | 0 | 0 | 0
63 | R4305B | *LABEL-FISHER BIO HAZARD | 0.0227 | 0.0227 | 0 | 0 | 0
63 | R4305D | LABEL-FISHER BIO HAZARD | 0.01807 | 0.01807 | 0 | 0 | 0
63 | R4306 | *LBL PREPRINTED 039 (#844039) | 0.0345 | 0.0345 | 0 | 0 | 0
63 | R4306B | *LBL GENERIC BIO FOR 1QT CHTS | 0.045 | 0.045 | 0 | 0 | 0
63 | R4306D | *LBL GENERIC BIO FOR 1QT CHTS | 0.0205 | 0.0205 | 0 | 0 | 0
63 | R4306E | *LBL GENERIC BIO FOR 1QT CHTS | 0.01845 | 0.01845 | 0 | 0 | 0
63 | R4306F | LBL GENERIC BIO FOR 1QT CHTS | 0.02477 | 0.02477 | 0 | 0 | 0
63 | R4307 | *LABEL BIO-HAZ FOR 31143640 | 0.0305 | 0.0305 | 0 | 0 | 0
63 | R4307A | *LABEL BIO-HAZ FOR 31143640 | 0.0205 | 0.0205 | 0 | 0 | 0
63 | R4308 | *LABEL BIO-HAZ FOR 31143657 | 0.0315 | 0.0315 | 0 | 0 | 0
63 | R4309 | *LABEL 1QT FISHER PHLEBOTOMY | 0.0315 | 0.0315 | 0 | 0 | 0
63 | R4309B | *LABEL - 1QT FISHER PHLEBOTOMY | 0.0225 | 0.0225 | 0 | 0 | 0
63 | R4309C | ***LABEL - 1QT FISHER PHLEBOT | 0.01485 | 0.01485 | 0 | 0 | 0
63 | R4309D | *LABEL - 1QT FISHER PHLEBOTOMY | 0.01495 | 0.01495 | 0 | 0 | 0
63 | R4310 | *LABEL - SYRINGE TRANSFER C | 0.0305 | 0.0305 | 0 | 0 | 0
63 | R4312 | *LABEL - DO NOT AUTOCLAVE | 0.03 | 0.03 | 0 | 0 | 0
63 | R4314 | ** LABEL- O/S BLANK 5" X 3" | 0 | 0 | 0 | 0 | 0
63 | R4316 | ** LABEL- O/S BLANK 4"X 1-3/8" | 0 | 0 | 0 | 0 | 0
63 | R4320 | *BIO-HAZ LABEL W/FILL LINE | 0.001 | 0.001 | 0 | 0 | 0
63 | R4321 | *LABEL FOR 10 GAL | 0.0363 | 0.0363 | 0 | 0 | 0
63 | R4322 | *LABEL FOR 7 GALLON CONT | 0.0363 | 0.0363 | 0 | 0 | 0
63 | R4323 | *BIO-HAZ LABEL FOR 7 GAL | 0.0363 | 0.0363 | 0 | 0 | 0
63 | R4324 | *LABEL FOR 7 GAL CHEMO CONT | 0.0363 | 0.0363 | 0 | 0 | 0
63 | R4325 | *LABEL FOR 10 GAL CHEMO CONT | 0.0363 | 0.0363 | 0 | 0 | 0
63 | R4326 | *LABEL FOR PSS 7 GAL CONT | 0.036 | 0.036 | 0 | 0 | 0
63 | R4326B | *LABEL FOR PSS CONTAINER | 0.031 | 0.031 | 0 | 0 | 0
63 | R4326D | *LABEL FOR PSS CONTAINER | 0.0255 | 0.0255 | 0 | 0 | 0
63 | R4326E | *LABEL FOR PSS CONTAINER | 0.02564 | 0.02564 | 0 | 0 | 0
63 | R4326F | *LABEL FOR PSS CONTAINER | 0.0255 | 0.0255 | 0 | 0 | 0
63 | R4326G | *LABEL FOR PSS CONTAINER | 0.02295 | 0.02295 | 0 | 0 | 0
63 | R4326H | LABEL FOR PSS CONTAINER | 0.0243 | 0.0243 | 0 | 0 | 0
63 | R4327 | *LABEL FOR SHARPS | 0.0345 | 0.0345 | 0 | 0 | 0
63 | R4328 | *LABEL FOR GATORGUARD JR BASE | 0.0345 | 0.0345 | 0 | 0 | 0
63 | R4329 | *BIO-HAZARD LABEL | 0.0345 | 0.0345 | 0 | 0 | 0
63 | R4330 | *LABEL GATORGUARD JR BASE | 0.0345 | 0.0345 | 0 | 0 | 0
63 | R4331 | *PSS 044 BASE LABEL W/FILL | 0.036 | 0.036 | 0 | 0 | 0
63 | R4331B | *PSS 044 BASE LABEL W/FILL | 0.075 | 0.075 | 0 | 0 | 0
63 | R4332 | *LABEL FOR 7-1/2 GALLON CONT | 0 | 0 | 0 | 0 | 0
63 | R4333 | *3.5 GALLON BIO-HAZ LABEL | 0.0363 | 0.0363 | 0 | 0 | 0
63 | R4334 | *3.5 GALLON BIO-HAZ LABEL | 0.0363 | 0.0363 | 0 | 0 | 0
63 | R4335 | *3.5 GALLON BIO-HAZ LABEL | 0.0363 | 0.0363 | 0 | 0 | 0
63 | R4336 | *LABEL SAG FOR 4838-C | 0.0345 | 0.0345 | 0 | 0 | 0
63 | R4337 | *LABEL SAG FOR 5 QT CONT | 0.0345 | 0.0345 | 0 | 0 | 0
63 | R4338 | *LABEL SAG FOR 5 QT CONT | 0.0345 | 0.0345 | 0 | 0 | 0
63 | R4341 | *LABEL FOR PSS BASE W/FILL | 0.036 | 0.036 | 0 | 0 | 0
63 | R4342 | *LBL PSS BASE W/FILL #844043 | 0.036 | 0.036 | 0 | 0 | 0
63 | R4345 | *LABEL - 5" X 5" O/S BLANK | 0.0166 | 0.0166 | 0 | 0 | 0
63 | R4346 | *LABEL BIO HAZ 10 GAL | 0.0363 | 0.0363 | 0 | 0 | 0
63 | R4353 | *LABEL SAG FOR 3 GAL CONT | 0.01 | 0.01 | 0 | 0 | 0
63 | R4354 | *LABEL BIO HAZARD FOR 041 | 0 | 0 | 0 | 0 | 0
63 | R4355 | *LBL- PRINTED PharmaStar HORZ | 0.073 | 0.073 | 0 | 0 | 0
63 | R4355B | *LBL PharmaStar HORZ | 0.052 | 0.052 | 0 | 0 | 0
63 | R4355C | *LBL PharmaStar HORZ | 0.052 | 0.052 | 0 | 0 | 0
63 | R4355D | *LBL PharmaStar HORZ | 0.036 | 0.036 | 0 | 0 | 0
63 | R4355E | *LBL PharmaStar HORZ | 0.031 | 0.031 | 0 | 0 | 0
63 | R4357 | ** LABEL BIOHAZ FOR 31143731 | 0.001 | 0.001 | 0 | 0 | 0
63 | R4369 | *PRODUCT LABEL RCRA HAZ WASTE | 0.07 | 0.07 | 0 | 0 | 0
63 | R4369A | *PRODUCT LABEL RCRA HAZ WASTE | 0.0215 | 0.0215 | 0 | 0 | 0
63 | R4370 | PRODUCT LABEL, RCRA IGNITABLE | 0.02151 | 0.02151 | 0 | 0 | 0
63 | R4371 | PRODUCT LABEL, RCRA HAZ-WASTE | 0.02151 | 0.02151 | 0 | 0 | 0
63 | R4374 | LABEL O/S PREPRINTED TYCO LOGO | 0.01 | 0.01 | 0 | 0 | 0
63 | R4375 | LBL O/S PREPRT FISHERBRND LOGO | 0.0243 | 0.0243 | 0 | 0 | 0
63 | R4376 | *LABEL O/S PREPRT PSS LOGO | 0.0163 | 0.0163 | 0 | 0 | 0
63 | R4376A | LABEL O/S PREPRT PSS LOGO | 0.0243 | 0.0243 | 0 | 0 | 0
63 | R4377 | *LABEL MAIL AWAY BIOHAZARD | 0.195 | 0.195 | 0 | 0 | 0
63 | R4377A | *LABEL MAIL AWAY BIOHAZARD | 0 | 0 | 0 | 0 | 0
63 | R4379 | *O/S LBL PREPRNTD W/MEDLINE | 0.02585 | 0.02585 | 0 | 0 | 0
63 | R4380 | *PRODUCT LABEL PREPRINTED | 0.076 | 0.076 | 0 | 0 | 0
63 | R4380A | *PRODUCT LABEL PREPRINTED | 0.00855 | 0.00855 | 0 | 0 | 0
63 | R4380B | *PRODUCT LABEL PREPRINTED | 0.008 | 0.008 | 0 | 0 | 0
63 | R4381 | *PRODUCT LABEL BIOHAZARD WITH | 0.0161 | 0.0161 | 0 | 0 | 0
63 | R4382 | *PREPRINTED CHEMOSAFETY LBL | 0.07 | 0.07 | 0 | 0 | 0
63 | R4383 | PREPRINTED LABEL, FRENCH AND E | 0.00912 | 0.00912 | 0 | 0 | 0
63 | R4384 | *LABEL BIO-HAZ HORIZONTAL F&E | 0.00925 | 0.00925 | 0 | 0 | 0
63 | R4384A | *LABEL BIO-HAZ HORIZONTAL F&E | 0.0278 | 0.0278 | 0 | 0 | 0
63 | R4385 | *8LABEL BIO-HAZ FOR MEDLINE | 0.07133 | 0.07133 | 0 | 0 | 0
63 | R4385A | *LABEL BIO-HAZ FOR MEDLINE | 0.0091 | 0.0091 | 0 | 0 | 0
63 | R4386 | *LABEL BIO-HAZ 3X3 FOR MEDLINE | 0.08333 | 0.08333 | 0 | 0 | 0
63 | R4387 | *LABEL - USPS FOR 5022SP | 0.0925 | 0.0925 | 0 | 0 | 0
63 | R4387A | *PRODUCT LABEL, PRINTED | 0.115 | 0.115 | 0 | 0 | 0
63 | R4388 | *LABEL - USPS FOR 5022TP | 0.0925 | 0.0925 | 0 | 0 | 0
63 | R4388A | *PRODUCT LABEL, PRINTED | 0.115 | 0.115 | 0 | 0 | 0
63 | R4390 | *LABEL GENERIC BIOHAZARD 3X4 | 0.078 | 0.078 | 0 | 0 | 0
63 | R4395 | LABEL RCRA BIO-HAZ HORIZONTAL | 0.03537 | 0.03537 | 0 | 0 | 0
63 | R4400 | *PRINTED CONTAINER LABEL,CHEMO | 0.045 | 0.045 | 0 | 0 | 0
63 | R4401 | *PRINTED CONTAINER LABEL | 0.0234 | 0.0234 | 0 | 0 | 0
63 | R4402 | *PRODUCT LABEL, 8940FP & 8941FP | 0.41496 | 0.41496 | 0 | 0 | 0
63 | R4404 | *PRINTED CONTAINER LABEL, CHEMO | 0.036 | 0.036 | 0 | 0 | 0
63 | R4405 | PRINTED LABEL, CONUNTRY OF | 0.32 | 0.32 | 0 | 0 | 0
63 | R4407 | *LABEL, PRINTED, BIOHAZARD CONT | 0.0404 | 0.0404 | 0 | 0 | 0
63 | R4408 | *BIOHAZARD WASTE DISPOSAL LABEL | 0.06 | 0.06 | 0 | 0 | 0
63 | R4415 | LABEL O/S 4" X 8" BLANK | 0.01969 | 0.01969 | 0 | 0 | 0
63 | R4429 | *IN-MOLD BIOHAZARD LABEL | 0.00729 | 0.00729 | 0 | 0 | 0
63 | R4528 | *LINER BAG-8400 CABINET(X3008) | 0 | 0 | 0 | 0 | 0
63 | R4529 | ***POLY BAG FOR 5030SA & 5030S | 0 | 0 | 0 | 0 | 0
63 | R4530 | *INNER POLY BAG UNPRINTED | 1.2831 | 1.2831 | 0 | 0 | 0
63 | R4531 | *OUTER POLY BAG UNPRINTED | 1.7144 | 1.7144 | 0 | 0 | 0
63 | R4537 | *1.5ML POLY BAG 5050C (X3009) | 0.03995 | 0.03995 | 0 | 0 | 0
63 | R4545 | *BAG FOR 1510SA - PRINTED | 0.01269 | 0.01269 | 0 | 0 | 0
63 | R4545B | *BAG FOR 1510SA - PRINTED | 0.01975 | 0.01975 | 0 | 0 | 0
63 | R4546 | *BAG FOR 1500SA - PRINTED | 0.0721 | 0.0721 | 0 | 0 | 0
63 | R4546B | BAG FOR 1500SA - PRINTED | 0.09473 | 0.09473 | 0 | 0 | 0
63 | R4549 | GUSSETTED POLYBAG (X3014) | 0.11 | 0.11 | 0 | 0 | 0
63 | R4550 | POLYBAG 14X20 1.5MIL (X3016) | 0.043 | 0.043 | 0 | 0 | 0
63 | R4552 | *POLY BAG - 40" X 48" | 0.27245 | 0.27245 | 0 | 0 | 0
63 | R4552A | *POLY BAG- 40" X 48" | 0.31156 | 0.31156 | 0 | 0 | 0
63 | R4553 | *POLYBAG 7X12 1.5 MIL (X3015) | 0.016 | 0.016 | 0 | 0 | 0
63 | R4554 | *POLYBAG 18x24 1.5 MIL | 0.075 | 0.075 | 0 | 0 | 0
63 | R4555 | *POLYBAG FOR 8820MA | 0.105 | 0.105 | 0 | 0 | 0
63 | R4556 | *POLYBAG FOR 8850MA | 0.37 | 0.37 | 0 | 0 | 0
63 | R4559 | POLY BAG (X3012) | 2.086 | 2.086 | 0 | 0 | 0
63 | R4563 | *POLYBAG UNPRINTED, 36X24X4 | 0.50315 | 0.50315 | 0 | 0 | 0
63 | R4564 | *POLYBAG UNPRINTED, 24X16X4 | 0.234 | 0.234 | 0 | 0 | 0
63 | R4565 | *POLYBAG UNPRINTED, 20X13X4 | 0.1679 | 0.1679 | 0 | 0 | 0
63 | R5089 | *SEALING TAPE | 0.06 | 0.06 | 0 | 0 | 0
63 | R5090 | *SEALING TAPE | 0.103 | 0.103 | 0 | 0 | 0
63 | R5091 | *ABSORBANT PADS - LARGE | 1.2698 | 1.2698 | 0 | 0 | 0
63 | R5092 | *ABSORBANT PADS - SMALL | 1.3557 | 1.3557 | 0 | 0 | 0
63 | R5093 | *ABSRBANT PADS LG 9-7/8 X 6-0 | 0.4357 | 0.4357 | 0 | 0 | 0
63 | R5094 | *ABSORBNT PADS-SM 7-7/8 X 3-1/4 | 0.3484 | 0.3484 | 0 | 0 | 0
63 | R5096 | *ABSORBN PADS-SM 7-7/8 X 3-1/4 | 0.14 | 0.14 | 0 | 0 | 0
63 | R5097 | ABSRBNT PADS LG COVIDIEN RBRND | 0.48711 | 0.48711 | 0 | 0 | 0
63 | R5098 | ABSRBNT PADS SM COVIDIEN RBRND | 0.34579 | 0.34579 | 0 | 0 | 0
63 | R5099 | PRINTER RIBBON, IML | 13.7 | 13.7 | 0 | 0 | 0
63 | R5103 | *ABSORBENT PADS, UNPRINTED, | 0.419 | 0.419 | 0 | 0 | 0
63 | R5104 | ABSRBANT PADS LG 9-7/8 X 6-0 | 0.41827 | 0.41827 | 0 | 0 | 0
63 | R7011 | *FOAM NEEDLE PROTECTOR RED | 1e-05 | 1e-05 | 0 | 0 | 0
63 | R7012 | LCKNG LID 8950SA ROTOR VERSION | 0.11221 | 0.11221 | 0 | 0 | 0
63 | R7013 | ROTOR LOCK CLOSE | 0.02808 | 0.01697 | 0.00317 | 0.00381 | 0.00413
63 | R7019 | LCKNG LID 8920SA ROTOR VERSION | 0.06815 | 0.06815 | 0 | 0 | 0
63 | R7024G | CLEAR 2 GALLON LID | 0.16465 | 0.16465 | 0 | 0 | 0
63 | R7024K | CLEAR AUTO DROP 2 GALLON LID | 0.1455 | 0.1455 | 0 | 0 | 0
63 | R7025MW | 2 GAL DECK 3.5% MEDICAL WASTE | 0.20492 | 0.20492 | 0 | 0 | 0
63 | R7025N | CLEAR 2 GALLON LID | 0.2018 | 0.2018 | 0 | 0 | 0
63 | R7026 | CLEAR 1 QUART LID | 0.04289 | 0.04289 | 0 | 0 | 0
63 | R7027 | 1 QUART RED CONTAINER | 0.1726 | 0.1726 | 0 | 0 | 0
63 | R7027GW | 1 QUART CONTAINER - GREENWOOD | 0.1295 | 0.1295 | 0 | 0 | 0
63 | R7027MW | 1 QUART CONT 3% MEDICAL WASTE | 0.25994 | 0.14594 | 0.03255 | 0.04239 | 0.03906
63 | R7027P | *1 QUART PURPLE CONTAINER | 0.114 | 0 | 0.03255 | 0.04239 | 0.03906
63 | R7027Y | 1 QT. CONTAINER, YELLOW | 0.16361 | 0.16361 | 0 | 0 | 0
63 | R7028 | RED 2 GALLON CONTAINER | 0.61954 | 0.61954 | 0 | 0 | 0
63 | R7028BG | *BEIGE 2 GALLON CONTAINER | 0.18133 | 0 | 0.05177 | 0.06742 | 0.06214
63 | R7028BK | 2 GALLON BLACK CONTAINER | 0.56758 | 0.56758 | 0 | 0 | 0
63 | R7028GRMW | 2GAL.CONT.,3% MED.WST, GREEN | 0.64573 | 0.64573 | 0 | 0 | 0
63 | R7028GW | 2 GALLON CONTAINER - GREENWOOD | 0.50774 | 0.50774 | 0 | 0 | 0
63 | R7028MA | *RED 2 GALLON MAIL AWAY CONT. | 0.44885 | 0 | 0.12815 | 0.16689 | 0.15381
63 | R7028MW | 2GAL. CONT.,3% MEDICAL WASTE | 0.37994 | 0.19511 | 0.05277 | 0.06872 | 0.06334
63 | R7028NMW | 2GAL. CONT. 3% MEDICAL WASTE | 0.69764 | 0.51631 | 0.05177 | 0.06742 | 0.06214
63 | R7028RHC | RED 2 GAL CONTAINER TRANS RED | 0.57623 | 0.57623 | 0 | 0 | 0
63 | R7028W | WHITE 2 GALLON CONTAINER | 0.55586 | 0.55586 | 0 | 0 | 0
63 | R7028Y | YELLOW 2 GALLON CONTAINER | 0.55191 | 0.55191 | 0 | 0 | 0
63 | R7028YHC | TRANSYELLOW 2 GALLON CONTAINER | 0.57466 | 0.57466 | 0 | 0 | 0
63 | R7029N | HOLDER FOR 1 QUART CONTAINER | 0.07469 | 0.07469 | 0 | 0 | 0
63 | R7032N | CLEAR 8 GALLON LID | 0.43381 | 0.43381 | 0 | 0 | 0
63 | R7036 | RED CONTAINER 8 GALLON | 1.7681 | 1.7681 | 0 | 0 | 0
63 | R7036BK | 8 GALLON CONTAINER BLACK | 0.44128 | 0.44128 | 0 | 0 | 0
63 | R7036GMW | GREY 8 GAL CONT 3% MED WASTE | 0.38678 | 0 | 0.11043 | 0.13254 | 0.14381
63 | R7036GRMW | 8GAL.CONT, 3% MED WASTE GRN | 1.7896 | 1.7896 | 0 | 0 | 0
63 | R7036GW | 8 GALLON CONTAINER - GREENWOOD | 1.349 | 1.349 | 0 | 0 | 0
63 | R7036MW | *SHARPS CONTAINER 8 GAL, 3 % | 0 | 0 | 0 | 0 | 0
63 | R7036P | RED CONTAINER 8 GALLON | 1.5841 | 1.5841 | 0 | 0 | 0
63 | R7036PY | YELLOW CONTAINER 8 GALLON | 1.5897 | 1.5897 | 0 | 0 | 0
63 | R7036W | WHITE 8 GALLON CONTAINER | 1.5617 | 1.5617 | 0 | 0 | 0
63 | R7036Y | YELLOW CONTAINER 8 GALLON | 1.7017 | 1.7017 | 0 | 0 | 0
63 | R7037 | ****OBSOLETE*** | 0.36166 | 0 | 0.10326 | 0.13447 | 0.12393
63 | R7038N | NATURAL 1/2 GALLON CONTAINER | 0.27226 | 0.27226 | 0 | 0 | 0
63 | R7038RHC | TRANS RED 1/2 GALLON CONTAINER | 0.27636 | 0.27636 | 0 | 0 | 0
63 | R7038YHC | TRANS YELLOW 1/2 GALLON CONT. | 0 | 0 | 0 | 0 | 0
63 | R7040 | NATURAL 2 CAVITY INROOM LID | 0.12448 | 0.12448 | 0 | 0 | 0
63 | R7040BG | *INROOM LID, BEIGE | 0.16605 | 0 | 0.04741 | 0.06174 | 0.0569
63 | R7040NU | CLEAR INROOM LID WITH UNWINDER | 0 | 0 | 0 | 0 | 0
63 | R7041 | RED INROOM DOOR | 0 | 0 | 0 | 0 | 0
63 | R7041BR | BROWN INROOM DOOR | 0 | 0 | 0 | 0 | 0
63 | R7042 | *5 QT CONT RED 8511 | 0.16091 | 0 | 0.04594 | 0.05983 | 0.05514
63 | R7042BG | *BEIGE 5 QUART CONTAINER | 0.20911 | 0 | 0.0597 | 0.07775 | 0.07166
63 | R7042GW | SHARPS CONT, 5 QUART, RED, GW | 0.34582 | 0.34582 | 0 | 0 | 0
63 | R7042MW | 5 QT CONTAINER 3% MEDI WASTE | 0.19229 | 0 | 0.0549 | 0.0715 | 0.06589
63 | R7042N | CLEAR 5 QT CONTAINER (X9817) | 0.48296 | 0.48296 | 0 | 0 | 0
63 | R7042RHC | TRANS RED 5 QUART CONTAINER | 0.48279 | 0.48279 | 0 | 0 | 0
63 | R7042YHC | TRANS YELLOW 5 QUART CONTAINER | 0.4815 | 0.4815 | 0 | 0 | 0
63 | R7043N | NATURAL HINGED LID WITH ROTOR | 0.13403 | 0.13403 | 0 | 0 | 0
63 | R7044MW | 3 GALLON DECK 3.5% MED. WASTE | 0 | 0 | 0 | 0 | 0
63 | R7044N | CLEAR 3 GALLON DECK | 0.19587 | 0.19587 | 0 | 0 | 0
63 | R7044RG | DECK CLEAR 3 GAL 100% REGRIND | 0.191 | 0 | 0.05453 | 0.07102 | 0.06545
63 | R7045MW | 2&3 GAL COWEL&DOOR 3.5 MED WST | 0.12024 | 0.12024 | 0 | 0 | 0
63 | R7045N | CLEAR 3 GALLON NOTCH COWL/DOOR | 0.12834 | 0.12834 | 0 | 0 | 0
63 | R7045RG | NTCH CWL-DOOR CLR 3GA 100%REGR | 0.191 | 0 | 0.05453 | 0.07102 | 0.06545
63 | R7045U | COWL & DOOR WITH UNWINDER | 0.12946 | 0.12946 | 0 | 0 | 0
63 | R7046 | *RED 3 GALLON CONTAINER | 0.46105 | 0.0002 | 0.13158 | 0.17135 | 0.15792
63 | R7046BG | *BEIGE 3 GALLON CONTAINER | 0.23043 | 0 | 0.06579 | 0.08568 | 0.07896
63 | R7046GW | 3 GAL MED WASTE (GW MATERIAL) | 0.85803 | 0.85803 | 0 | 0 | 0
63 | R7046MW | 3 GAL CONT MEDICAL WASTE | 1.0407 | 0.80905 | 0.06614 | 0.08614 | 0.07939
63 | R7046MWA | 3 GAL CONT 4.5% MEDICAL WASTE | 1.1493 | 0.91121 | 0.06798 | 0.08853 | 0.08159
63 | R7046N | CLEAR 3 GALLON CONTAINER | 0.90323 | 0.90323 | 0 | 0 | 0
63 | R7046OP | 3 GALLON OPAQUE | 0.87356 | 0.87356 | 0 | 0 | 0
63 | R7046RG | SHRPS CNT CLR 3GA 100% REGRIND | 0.24143 | 0 | 0.06893 | 0.08977 | 0.08273
63 | R7046RHC | SHARPS CONTAINER, SSII, 3 GAL | 0.90293 | 0.90293 | 0 | 0 | 0
63 | R7046W | *3 GAL CONTAINER, WHITE | 0.23043 | 0 | 0.06579 | 0.08568 | 0.07896
63 | R7046YHC | TRANSYELLOW 3 GALLON CONTAINER | 0.9005 | 0.9005 | 0 | 0 | 0
63 | R7048 | BEIGE RESHEATHING DEVICE | 0.25279 | 0 | 0.07217 | 0.09399 | 0.08663
63 | R7067 | 5 QUART LID ALWAYS OPEN | 0.31142 | 0.12042 | 0.05453 | 0.06545 | 0.07102
63 | R7067MW | *5QT LID ALWAYS OPEN MED WASTE | 0.18288 | 0 | 0.05221 | 0.068 | 0.06267
63 | R7067U | 5 QT ALWAYS OPEN LID W/UNWINDE | 0.31359 | 0.12259 | 0.05453 | 0.06545 | 0.07102
63 | R7068 | 5QT DOOR & SCOOP ALWAYS OPEN | 0.26623 | 0.07523 | 0.05453 | 0.06545 | 0.07102
63 | R7068MW | 5QT DOOR&SCOOP ALWAYS OPEN MW | 0.18288 | 0 | 0.05221 | 0.068 | 0.06267
63 | R7070 | 1500 BLOODNEEDLE HOLDER T-BLUE | 0 | 0 | 0 | 0 | 0
63 | R7075BR | RED SNAP CAP | 0.3257 | 0.02489 | 0.08588 | 0.10308 | 0.11185
63 | R7075BY | YELLOW SNAP CAP | 0.32622 | 0.02541 | 0.08588 | 0.10308 | 0.11185
63 | R7076 | PEDIATRIC BLOOD NEEDLE HOLDER | 0.17264 | 0.09268 | 0.02283 | 0.02973 | 0.0274
63 | R7089BL | 2GAL BLUE HINGED LID, SNAP CAP | 0.16156 | 0.16156 | 0 | 0 | 0
63 | R7089BL-1 | *2GAL.HINGED LID-NO CAP-BLUE | 0.8147 | 0 | 0.2326 | 0.30292 | 0.27918
63 | R7089N | CLEAR 2 GALLON LID SNAP CAP | 0.16005 | 0.16005 | 0 | 0 | 0
63 | R7089W | WHITE 2 GAL HINGED LID SNAPCAP | 0.16237 | 0.16237 | 0 | 0 | 0
63 | R7089W-1 | 2 GAL. HINGED LID, WHT, NO CAP | 0.97765 | 0.16304 | 0.23257 | 0.27915 | 0.30289
63 | R7089WMA | *WHITE 2 GAL MAIL AWAY LID | 0.85522 | 0 | 0.24417 | 0.31799 | 0.29306
63 | R7090 | *8579 WALL BRACKET | 1.146 | 0 | 0.32718 | 0.4261 | 0.3927
63 | R7102 | 1 & 2 GAL SLIDE TOP GP LID | 0.14738 | 0.14738 | 0 | 0 | 0
63 | R7103 | 1 GA GENERAL PURPOSE CONT RED | 0.39126 | 0.39126 | 0 | 0 | 0
63 | R7103BG | *1 GA GENERAL PURPOSE CONT | 0.18038 | 0 | 0.0515 | 0.06707 | 0.06181
63 | R7103Y | *1 GA GENERAL PURPOSE CONT YELL | 0 | 0 | 0 | 0 | 0
63 | R7400 | *CAL STRNR WITH SCREEN * | 0.25367 | 0 | 0.07242 | 0.09432 | 0.08693
63 | R7407N | CLEAR 2 GALLON CONTAINER | 0.66517 | 0.66517 | 0 | 0 | 0
63 | R7407RHC | TRANS RED 2 GALLON CONTAINER | 0.72749 | 0.72749 | 0 | 0 | 0
63 | R7407YHC | 2 GALLON TRANS YELLOW CONTAINE | 0.72642 | 0.72642 | 0 | 0 | 0
63 | R7408 | DISPOSABLE THREAD | 0.04985 | 0.00071 | 0.01403 | 0.01684 | 0.01827
63 | R7409 | HOLDER BODY | 0.10929 | 0.0052 | 0.02972 | 0.03567 | 0.0387
63 | R7410*A | SPRING BUTTON-AUTODROP "B"MOLD | 0.05261 | 0.05261 | 0 | 0 | 0
63 | R7411*A | COVER-AUTODROP "B" OUTMOLD | 0.0547 | 0.0547 | 0 | 0 | 0
63 | R7412 | SNAP CAP/PLUG FOR 5010SA | 0.07041 | 0.0161 | 0.01551 | 0.02019 | 0.01861
63 | R7413 | 12GAL. CONTAINER, RED | 2.2859 | 2.2859 | 0 | 0 | 0
63 | R7413BK | 12 GALLON CONTAINER BLACK | 0.63192 | 0.63192 | 0 | 0 | 0
63 | R7413GW | 12GAL. CONTAINER, GREENWOOD | 1.9904 | 1.9904 | 0 | 0 | 0
63 | R7413P | 12GAL. CONTAINER, RED | 2.859 | 2.859 | 0 | 0 | 0
63 | R7413PY | 12GAL. CONTAINER, YELLOW | 2.9433 | 2.9433 | 0 | 0 | 0
63 | R7413W | WHITE 12 GALLON CONTAINER | 2.2526 | 2.2526 | 0 | 0 | 0
63 | R7413Y | 12GAL. CONTAINER, YELLOW | 2.137 | 2.137 | 0 | 0 | 0
63 | R7414 | 12/18 GALLON LID SLIDING TOP | 0.53751 | 0.53751 | 0 | 0 | 0
63 | R7415 | 12/18 GALLON LID SLIDING DOOR | 0.15464 | 0.15464 | 0 | 0 | 0
63 | R7416 | 12/18 GALLON LID SLIDNG RAILS | 0.02468 | 0.02468 | 0 | 0 | 0
63 | R7416-1 | 8 GAL. LID, SLIDING RAILS | 0.02237 | 0.02237 | 0 | 0 | 0
63 | R7417 | LID CHEMOBASE 12/18 GAL(X1363) | 0.74614 | 0.74614 | 0 | 0 | 0
63 | R7417BL | 12/18GAL CHEMO SLDTOP LID BLUE | 0.76045 | 0.76045 | 0 | 0 | 0
63 | R7417P | 12/18 GALLON SLIDE TOP LID | 0.76613 | 0.76613 | 0 | 0 | 0
63 | R7421BL | BLUE THREAD DISP FOR AUTODROP | 0.26598 | 0.00151 | 0.07551 | 0.09063 | 0.09833
63 | R7445 | 8 GALLON SLIDING LID | 0.41201 | 0.41201 | 0 | 0 | 0
63 | R7446 | CLEAR 8 GALLON SLIDING DOOR | 0.12162 | 0.12162 | 0 | 0 | 0
63 | R7449 | 8GAL CHEMO LID-SLIDETOP(X9895) | 0.55229 | 0.55229 | 0 | 0 | 0
63 | R7449BL | 8GAL CHEMO SLIDE TOP CAP BLUE | 0.51275 | 0.51275 | 0 | 0 | 0
63 | R7450 | 8/12/18 GAL. CHEMO HOOD | 0.15446 | 0.15446 | 0 | 0 | 0
63 | R7451 | 8/12/18 GAL. CHEMO CAP | 0.10601 | 0.10601 | 0 | 0 | 0
63 | R7455 | *5 QUART TAMPER PROOF LID | 0.20532 | 0 | 0.05862 | 0.07634 | 0.07036
63 | R7455MW | 5 QT.LID,TAMPER PROOF 3-1/2%MW | 0.20532 | 0 | 0.05862 | 0.07634 | 0.07036
63 | R7456 | *5 QUART SCOOP TAMPER PROOF | 0.41065 | 0 | 0.11724 | 0.15269 | 0.14072
63 | R7456MW | 5 QT SCOOP TAMP PROOF 3-1/2%MW | 0.41065 | 0 | 0.11724 | 0.15269 | 0.14072
63 | R7457 | *5 QUART TAMPTER PROOF DOOR | 0.20532 | 0 | 0.05862 | 0.07634 | 0.07036
63 | R7457MW | 5 QT TAMPER PRF DR 3-1/2% MW | 0.20532 | 0 | 0.05862 | 0.07634 | 0.07036
63 | R7459 | 1/2 QT. CONTAINER, RED | 0.15326 | 0.15326 | 0 | 0 | 0
63 | R7460 | SHARPSTAR II SCOOP | 0.10716 | 0.10716 | 0 | 0 | 0
63 | R7460BL | SHARPSTAR II SCOOP BLUE | 0.1441 | 0.1441 | 0 | 0 | 0
63 | R7461 | SHARPSTAR II LID | 0.23042 | 0.23042 | 0 | 0 | 0
63 | R7461BL | SHARPSTAR II LID BLUE | 0.19033 | 0.19033 | 0 | 0 | 0
63 | R7462 | SHARPSTAR II DOOR | 0.12536 | 0.12536 | 0 | 0 | 0
63 | R7463 | 2.2 QUART PHLEBOTOMY CONTAINER | 0.26245 | 0.26245 | 0 | 0 | 0
63 | R7463MW | *PHEL.SHARPS CONT 18%MED.WASTE | 0.4152 | 0 | 0.11854 | 0.15438 | 0.14228
63 | R7464 | 2.2 QT LID FOR PHLEBOTOMY CONT | 0.08865 | 0.08865 | 0 | 0 | 0
63 | R7472 | HOLDER FOR 2.2 QT. CONTAINER | 0.74222 | 0.22909 | 0.1465 | 0.19079 | 0.17584
63 | R7478 | PUNCT RESISTNT CHEMO CAP DISC | 0.10414 | 0.10414 | 0 | 0 | 0
63 | R7479 | 18 GAL. CONTAINER, RED | 3.3116 | 3.3116 | 0 | 0 | 0
63 | R7479BK | INJECTION MOLDED CONT 18 GAL | 0.92043 | 0.92043 | 0 | 0 | 0
63 | R7479GRMW | 18GAL CONT 3% MED WASTE GREEN | 3.744 | 3.744 | 0 | 0 | 0
63 | R7479GW | 18 GAL. CONTAINER, GREENWOOD | 2.869 | 2.869 | 0 | 0 | 0
63 | R7479P | 18 GAL. CONTAINER, RED | 4.678 | 4.678 | 0 | 0 | 0
63 | R7479PW | WHITE 18 GALLON CONTAINER PG2 | 4.7141 | 4.7141 | 0 | 0 | 0
63 | R7479PY | 18 GAL. CONTAINER, YELLOW | 4.7813 | 4.7813 | 0 | 0 | 0
63 | R7479W | WHITE 18 GALLON CONTAINER | 3.6962 | 3.6962 | 0 | 0 | 0
63 | R7479Y | 18 GAL. CONTAINER, YELLOW | 3.3238 | 3.3238 | 0 | 0 | 0
63 | R7481 | WHITE 8 GAL HINGED LID (X9820) | 0.49847 | 0.49847 | 0 | 0 | 0
63 | R7481BL | BLUE 8 GALLON HINGED LID | 0.46739 | 0.46739 | 0 | 0 | 0
63 | R7483 | HINGED ROTOR LID 12/18 GALLON | 0.60093 | 0.60093 | 0 | 0 | 0
63 | R7483-1 | *18 GA HINGED CHEMO LID | 0.42976 | 0 | 0.1227 | 0.15979 | 0.14727
63 | R7500 | SHARPSTAR III LID | 0.09728 | 0.09728 | 0 | 0 | 0
63 | R7500MW | SHARPSTAR III LID MED WASTE | 0.1079 | 0.1079 | 0 | 0 | 0
63 | R7501 | SHARPSTAR III HOOD | 0.12123 | 0.12123 | 0 | 0 | 0
63 | R7501MW | SHARPSTAR III HOOD MED WASTE | 0.12955 | 0.12955 | 0 | 0 | 0
63 | R7502 | SHARPSTAR III DOOR | 0.08831 | 0.08831 | 0 | 0 | 0
63 | R7502MW | SHARPSTAR III DOOR MED WASTE | 0.09777 | 0.09777 | 0 | 0 | 0
63 | R7503 | SHARP SHUTTLE TUBE | 0 | 0 | 0 | 0 | 0
63 | R7504 | SHARP SHUTTLE CAP | 0.36529 | 0 | 0.10429 | 0.13582 | 0.12518
63 | R7505 | 2/3 GALLON LID | 0.17144 | 0.17144 | 0 | 0 | 0
63 | R7506 | 2 GAL. 5" ROTOR | 0.27726 | 0 | 0.07916 | 0.10309 | 0.09501
63 | R7507 | 1 QUART LID FOR 8303SA | 0.09956 | 0.09956 | 0 | 0 | 0
63 | R7507Y | 1 QT LID FOR 8303BY | 0.12219 | 0.12219 | 0 | 0 | 0
63 | R7508 | 1 QT. CONTAINER FOR 8303SA | 0.19439 | 0.19439 | 0 | 0 | 0
63 | R7508Y | 1 QT CONTAINER FOR 8303BY | 0.2095 | 0.2095 | 0 | 0 | 0
63 | R7511*A | LID FOR 30GAL.-8930 (X98043) | 2.1641 | 0.91814 | 0.42718 | 0.3927 | 0.42609
63 | R7513 | *1.5 QT RED SHARPS CONTAINER | 0 | 0 | 0 | 0 | 0
63 | R7513BK | *1.5 QT BLACK SHARPS CONTAINER | 0 | 0 | 0 | 0 | 0
63 | R7515 | 12/18 GAL. HINGED CHEMO LID | 0.6138 | 0.6138 | 0 | 0 | 0
63 | R7515BL | HINGED LID 12/18 GALLON BLUE | 0.61 | 0.61 | 0 | 0 | 0
63 | R7515P | HINGED CHEMO LID, 12 & 18 GAL | 0.76443 | 0.76443 | 0 | 0 | 0
63 | R7517 | *2GAL.SHARPS CONT-RED MAILAWAY | 3.87 | 3.87 | 0 | 0 | 0
63 | R7519*A | *HANDLE INSERT - 8930 (X98041) | 0.2647 | 0.2647 | 0 | 0 | 0
63 | R7520 | *3 QUART RED SHARPS CONTAINER | 0 | 0 | 0 | 0 | 0
63 | R7524 | 3 GALLON 5" ROTOR | 0.29922 | 0.02462 | 0.0784 | 0.0941 | 0.1021
63 | R7525 | CART BODY 12/18 GAL ROTOR MOLD | 71.6 | 71.6 | 0 | 0 | 0
63 | R7526 | 12/18 GAL.CART HOOD ROT. MOLD | 23.7136 | 23.7136 | 0 | 0 | 0
63 | R7530 | *1" CLEAR HOUSING | 0.16721 | 0 | 0.04774 | 0.06217 | 0.0573
63 | R7531 | *1.5"PROGUARD II HOUSNG #97942 | 0.21487 | 0 | 0.06135 | 0.07989 | 0.07363
63 | R7531P | *1.5"PGRDII PURP HOUSING#97998 | 0.21487 | 0 | 0.06135 | 0.07989 | 0.07363
63 | R7532 | *PROGUARD II HUB #93338 | 0.02983 | 0 | 0.00852 | 0.01109 | 0.01022
63 | R7532S | *COATED PROGUARD II HUB #93338 | 0.0439 | 0.0439 | 0 | 0 | 0
63 | R7533 | *1"PROGUARD II HOUSING #93946 | 0.10502 | 0.04534 | 0.01704 | 0.02219 | 0.02045
63 | R7535BL*A | *SUCTION ORA SWAB PORT - SAGE | 0.07579 | 0 | 0.02164 | 0.02818 | 0.02597
63 | R7536 | 30 GAL. CONTAINER, RED | 7.0965 | 7.0965 | 0 | 0 | 0
63 | R7541 | *OUTER LID - RED | 1.06 | 1.06 | 0 | 0 | 0
63 | R7541Y | *OUTER LID - YELLOW | 1.06 | 1.06 | 0 | 0 | 0
63 | R7542 | LID COVER - CLEAR | 1.2684 | 0 | 0.36212 | 0.4716 | 0.43464
63 | R7543 | *PLASTIC SYRINGE TRANSFER CUP | 0.33389 | 0.33389 | 0 | 0 | 0
63 | R7544 | TABLETOP HOLDER STAND | 4.503 | 4.503 | 0 | 0 | 0
63 | R7545 | HIDDEN BRCKET KEY MLDED(X7004) | 0.42071 | 0.42071 | 0 | 0 | 0
63 | R7546 | *DOOR S.A.G CABINET,CLEAR | 1.3575 | 1.3575 | 0 | 0 | 0
63 | R7547 | *CAP CABINET DEVON LOGO | 0.16201 | 0.16201 | 0 | 0 | 0
63 | R7548 | *CAP CABINET,CLEAR SYRINGE | 0.16201 | 0.16201 | 0 | 0 | 0
63 | R7549 | *BAR LOCK MECHANISM,BLACK | 0.10003 | 0.10003 | 0 | 0 | 0
63 | R7550 | *LINKAGE LOCK MECHANISM,BLACK | 0.00948 | 0.00948 | 0 | 0 | 0
63 | R7551 | *CAM LOCK MECHANISM,BLACK | 0.01895 | 0.01895 | 0 | 0 | 0
63 | R7552 | *CABINET BACK CABINET CLEAR | 2.3454 | 2.3454 | 0 | 0 | 0
63 | R7552A | *CABINET BACK ALMOND | 0 | 0 | 0 | 0 | 0
63 | R7553 | *SLIDE FOR CABINET | 0.11362 | 0.11362 | 0 | 0 | 0
63 | R7554 | *SLIDE HOUSING FOR CABINET | 0.0691 | 0.0691 | 0 | 0 | 0
63 | R7555 | *CABINET,BACK CABINET ALMOND | 1.3196 | 1.3196 | 0 | 0 | 0
63 | R7556 | *HIDDEN BRACKET MOLDED | 0 | 0 | 0 | 0 | 0
63 | R7557 | *HIDDEN BRACKET KEY,MOLDED | 0 | 0 | 0 | 0 | 0
63 | R7558 | *GLOVE BOX HOLDER MOLDED | 0 | 0 | 0 | 0 | 0
63 | R7559 | *5 QT. TABLE TOP HOLDER | 1.018 | 1.018 | 0 | 0 | 0
63 | R7561 | 7-1/2 GALLON HANDLE | 0 | 0 | 0 | 0 | 0
63 | R7563 | HINGED LID FOR 7-1/2 GAL | 1.1651 | 0 | 0.33264 | 0.39925 | 0.43321
63 | R7564 | 7-1/2 GAL CONTAINER RED | 0 | 0 | 0 | 0 | 0
63 | R7564Y | 7-1/2 GAL CONTAINER YELLOW | 1.8315 | 1.8315 | 0 | 0 | 0
63 | R7567 | 7 & 10GAL HNGD LID FOR TOR DR | 0.38458 | 0.38458 | 0 | 0 | 0
63 | R7568 | TORTUOUS DOOR | 1.4618 | 0.05316 | 0.40218 | 0.48272 | 0.52378
63 | R7569 | 10 GAL CONTAINER RED | 2.0177 | 2.0177 | 0 | 0 | 0
63 | R7569Y | 10 GALLON CONTAINER YELLOW | 2.0375 | 2.0375 | 0 | 0 | 0
63 | R7572 | BUCKET, 7 GALLON S-A-G, 4807, | 1.9045 | 1.9045 | 0 | 0 | 0
63 | R7572Y | 7 GALLON CONTAINER YELLOW | 1.9238 | 1.9238 | 0 | 0 | 0
63 | R7574 | *7 & 10 GALLON HNGLID FOR GSKT | 1.4948 | 1e-05 | 0.42676 | 0.55579 | 0.51223
63 | R7583 | *LID/DOOR PHLEBOTOMY (#810080) | 0.50734 | 0 | 0.14485 | 0.18864 | 0.17385
63 | R7584 | *1QT. RED PHLEB. CONT. | 0.50734 | 0 | 0.14485 | 0.18864 | 0.17385
63 | R7584Y | *1QT. YELLOW PHLEB. CONT. | 0.50734 | 0 | 0.14485 | 0.18864 | 0.17385
63 | R7586 | *5 QT. CABINET BACK | 1.5375 | 1.5375 | 0 | 0 | 0
63 | R7587 | *5 QT CABINET DOOR | 0.001 | 0.001 | 0 | 0 | 0
63 | R7588 | *SMOKE FRONT PANEL CABINET | 3.0758 | 3.0758 | 0 | 0 | 0
63 | R7589 | *CABINET,BACK CABINET ALMOND | 2.6503 | 2.6503 | 0 | 0 | 0
63 | R7591 | *GLOVE BOX HOLDER TOP | 0 | 0 | 0 | 0 | 0
63 | R7592 | *GLOVE BOX HOLDER BOTTOM | 0 | 0 | 0 | 0 | 0
63 | R7593 | *HOUSING FOR GATORGUARD | 1.0027 | 0 | 0.28628 | 0.37283 | 0.34361
63 | R7594 | *LID FOR GATORGUARD TOP | 0.4775 | 0 | 0.13633 | 0.17754 | 0.16363
63 | R7595 | *FLAP FOR GATORGUARD TOP | 0.4775 | 0 | 0.13633 | 0.17754 | 0.16363
63 | R7596 | *TUMBLER FOR GATORGUARD TOP | 0.25666 | 0 | 0.07328 | 0.09543 | 0.08795
63 | R7597 | *3 GALLON CONT RED | 0 | 0 | 0 | 0 | 0
63 | R7597BHC | *3 GALLON CONT. TRANS BEIGE | 0.5591 | 0.31915 | 0.06851 | 0.08922 | 0.08222
63 | R7597N | *3 GALLON CONT. CLEAR | 0.5591 | 0.31915 | 0.06851 | 0.08922 | 0.08222
63 | R7597RHC | 3 GALLON CONT TRANS RED | 0.91132 | 0.91132 | 0 | 0 | 0
63 | R7597YHC | 3 GALLON CONT TRANS YELLOW | 0.9093 | 0.9093 | 0 | 0 | 0
63 | R7598 | *2 GALLON BEIGE BASE | 0 | 0 | 0 | 0 | 0
63 | R7598BHC | 2 GALLON CONT TRANS BEIGE | 0.45842 | 2e-05 | 0.13088 | 0.17044 | 0.15708
63 | R7598N | *2 GAL CONTAINER CLEAR | 0.45842 | 2e-05 | 0.13088 | 0.17044 | 0.15708
63 | R7598RHC | 2 GALLON CONT TRANS RED | 0.73846 | 0.73846 | 0 | 0 | 0
63 | R7598YHC | 2 GALLON CONT TRANS YELLOW | 0.73675 | 0.73675 | 0 | 0 | 0
63 | R7599 | *5 QT CONTAINER RED | 0.28888 | 0 | 0.08248 | 0.10741 | 0.09899
63 | R7599BG | 5 QT CONTAINER BEIGE | 2e-05 | 2e-05 | 0 | 0 | 0
63 | R7599BHC | * 5 QT CONTAINER TRANS BEIGE | 0.28894 | 6e-05 | 0.08248 | 0.10741 | 0.09899
63 | R7599N | 5 QT CONTAINER CLEAR | 0.49807 | 0.49807 | 0 | 0 | 0
63 | R7599RHC | 5 QT CONTAINER TRANS RED | 0.49792 | 0.49792 | 0 | 0 | 0
63 | R7599YHC | 5 QT CONTAINER TRANS YELLOW | 0.4968 | 0.4968 | 0 | 0 | 0
63 | R7603 | *TBO DOOR FOR 3.5 GAL ADAPTER | 1.0781 | 0 | 0.30781 | 0.40086 | 0.36945
63 | R7604 | *2-1/2 QT CONTAINER RED | 0.07542 | 0 | 0.02153 | 0.02804 | 0.02585
63 | R7604BG | *2.5 QT CONTAINER BEIGE | 0.53244 | 0 | 0.15201 | 0.19797 | 0.18246
63 | R7604YHC | 2.5 QT CONT TRANS YELLOW | 0 | 0 | 0 | 0 | 0
63 | R7605 | TORTUOUS HOUSING | 0.22813 | 0.22813 | 0 | 0 | 0
63 | R7606 | DOOR TORTUOUS FLAP | 0.05372 | 0.05372 | 0 | 0 | 0
63 | R7607 | *5 QT CONT CLEAR | 0 | 0 | 0 | 0 | 0
63 | R7607B | *5 QT CONT BEIGE | 0 | 0 | 0 | 0 | 0
63 | R7607BG | 5 QT CONT BEIGE | 0 | 0 | 0 | 0 | 0
63 | R7607BHC | 5 QT CONTAINER TRANS BEIGE | 0.38051 | 0 | 0.10864 | 0.14148 | 0.13039
63 | R7607N | 5 QT CONT CLEAR | 0.54004 | 0.54004 | 0 | 0 | 0
63 | R7607RHC | 5 QT CONTAINER TRANS RED | 0.53964 | 0.53964 | 0 | 0 | 0
63 | R7607Y | *5 QT CONTAINER YELLOW | 0 | 0 | 0 | 0 | 0
63 | R7607YHC | 5 QT CONTAINER TRANS YELLOW | 0.5384 | 0.5384 | 0 | 0 | 0
63 | R7608 | *3.5 GAL ADAPTER CLEAR | 0.76101 | 0 | 0.21727 | 0.28296 | 0.26078
63 | R7609 | *3.5 GALLON CONT BEIGE | 0 | 0 | 0 | 0 | 0
63 | R7609BHC | *3.5 GAL CONT TRANS BEIGE | 1.0147 | 0 | 0.28969 | 0.37728 | 0.34771
63 | R7609RHC | *3.5 GAL CONT TRANS RED | 1.0147 | 0 | 0.28969 | 0.37728 | 0.34771
63 | R7609YHC | *3.5 GALLON CONT TRANS YELLOW | 1.0147 | 0 | 0.28969 | 0.37728 | 0.34771
63 | R7610 | *AUTODROP ADAPTER | 0.08357 | 0 | 0.02386 | 0.03107 | 0.02864
63 | R7611 | 19 GAL BIPCO LID | 2.7619 | 1.2816 | 0.42262 | 0.50726 | 0.5504
63 | R7613 | RETAINING BLOCK | 0.28087 | 0 | 0.08019 | 0.09625 | 0.10443
63 | R7614 | PUSH BUTTON FOR 8940FP | 0.56176 | 0 | 0.16039 | 0.1925 | 0.20887
63 | R7615 | 1 & 2 GAL SLIDE TOP LID | 0 | 0 | 0 | 0 | 0
63 | R7616 | 1 & 2 GAL SLIDING DOOR | 0.14057 | 0.03313 | 0.03067 | 0.03682 | 0.03995
63 | R7617 | *1 GALLON SHARPS CONT RED | 0.36466 | 0 | 0.10411 | 0.13559 | 0.12496
63 | R7617BG | * 1 GALLON CONTAINER BEIGE | 0.36466 | 0 | 0.10411 | 0.13559 | 0.12496
63 | R7617Y | *1 GALLON SHARPS CONT YELLOW | 0.36466 | 0 | 0.10411 | 0.13559 | 0.12496
63 | R7618 | *2 GAL SLIDE TOP LID RED | 0.76101 | 0 | 0.21727 | 0.28296 | 0.26078
63 | R7618Y | *2 GAL SLIDE TOP LID YELLOW | 0.76101 | 0 | 0.21727 | 0.28296 | 0.26078
63 | R7619 | 2 GALLON SHARPS CONT RED | 0 | 0 | 0 | 0 | 0
63 | R7619Y | 2 GALLON SHARPS CONT YELLOW | 0.33295 | 0 | 0.09506 | 0.1238 | 0.11409
63 | R7619YHC | *2 GALLON CONT TRANS YELLOW | 0.33295 | 0 | 0.09506 | 0.1238 | 0.11409
63 | R7620N | *3 GAL CLEAR CONTAINER | 0 | 0 | 0 | 0 | 0
63 | R7620RHC | *3 GAL TRANS RED CONTAINER | 0.46711 | 0 | 0.13336 | 0.17368 | 0.16007
63 | R7620YHC | SSIV CONT TRANS YELLOW 3 GAL | 0.98943 | 0.98943 | 0 | 0 | 0
63 | R7621N | 4 GAL CLEAR CONTAINER | 1.3 | 1.3 | 0 | 0 | 0
63 | R7621RHC | 4 GAL TRANS RED CONTAINER | 1.3007 | 1.3007 | 0 | 0 | 0
63 | R7621YHC | *SSIV CONT TRANS YELLOW 4 GAL | 0.51516 | 0.00049 | 0.14694 | 0.19136 | 0.17637
63 | R7622 | SS4 LID TOOL #1415 | 0.88723 | 0.27766 | 0.17403 | 0.20889 | 0.22665
63 | R7623 | SS4 DOOR - TOOL #1416 | 0.1781 | 0.1781 | 0 | 0 | 0
63 | R7624 | SHARPSTAR IV, HOOD | 0.79185 | 0.25466 | 0.15337 | 0.18408 | 0.19974
63 | R7626 | HOLDER FOR SSIV | 2.7258 | 2.7258 | 0 | 0 | 0
63 | R7630 | 19 GALLON BIOHAZARD WASTE | 3.8844 | 3.8844 | 0 | 0 | 0
63 | R7630Y | *19 GALLON CHEMOTHERAPY WASTE | 0 | 0 | 0 | 0 | 0
63 | R7633 | DOOR FOR GATORGUARD LID | 0.13249 | 0.13249 | 0 | 0 | 0
63 | R7634 | LID FOR GATORGUARD | 0.21458 | 0.21458 | 0 | 0 | 0
63 | R7634BK | LID, BLACK FOR GG LID | 0.21754 | 0.21754 | 0 | 0 | 0
63 | R7635 | HOOD FOR GATORGUARD LID | 0.31195 | 0.31195 | 0 | 0 | 0
63 | R7635BK | HOOD,BLACK,FOR GATORGUARD LID | 0.31624 | 0.31624 | 0 | 0 | 0
63 | R7636BHC | 3.5 GAL T-P CONT, TRANS BEIGE | 0.61795 | 0 | 0.17643 | 0.22976 | 0.21176
63 | R7636RHC | 3.5 GAL T-PATH CONT, TRANS RED | 0.95472 | 0.95472 | 0 | 0 | 0
63 | R7636YHC | 3.5 GA T-PATH CONT, TRANS YELL | 0 | 0 | 0 | 0 | 0
63 | R7637 | 3-1/2 GAL TORTUOUS PATH LID | 1.2338 | 0.28216 | 0.2717 | 0.32611 | 0.35384
63 | R7639 | 12/18 GAL. CART HOOD ROT. MOLD | 21 | 21 | 0 | 0 | 0
63 | R7641PP | 12ML Purple MGLN PLGR | 0.00819 | 0.00819 | 0 | 0 | 0
63 | R7642B | Barrel, 12 mL | 0.06093 | 0.0125 | 0.01395 | 0.01528 | 0.0192
63 | R8249 | WASHER - SMALL 8982/8990/8996 | 0.01513 | 0.01513 | 0 | 0 | 0
63 | R8509 | 8920 CONTAINER - SQUARE RED | 0.21402 | 0.21402 | 0 | 0 | 0
63 | R8512 | *8730 HOLDER | 0 | 0 | 0 | 0 | 0
63 | R8516-1HB | 85161H WL ENCL BULK SHIPPED 1 | 8.5154 | 8.5154 | 0 | 0 | 0
63 | R8526 | 8950 CONTAINER LARGE N/S | 0.39328 | 0.39328 | 0 | 0 | 0
63 | R8530 | *8800 FOAM BLOCK EXPANDED | 0.102 | 0.102 | 0 | 0 | 0
63 | R85301H | *3 GAL ENCLOSURE BULK | 12.199 | 12.199 | 0 | 0 | 0
63 | R8533 | *8960 HOLDER-LARGE N/S | 0 | 0 | 0 | 0 | 0
63 | R8534 | 8974 TRAY/HOLDER FOR 2GAL CONT | 2.1649 | 2.1649 | 0 | 0 | 0
63 | R8535 | TRAY / HOLDER FOR 8515 | 3.4968 | 3.4968 | 0 | 0 | 0
63 | R8550 | 8529 TRAY/HOLDER FOR 8520/8525 | 4.1726 | 4.1726 | 0 | 0 | 0
63 | R8550LGB | 8550LG - LRG. GLV BOX/BULK | 2.9068 | 2.9068 | 0 | 0 | 0
63 | R8554B | 8554 DBL-UP WALL BRKT BULK | 1.9609 | 1.9609 | 0 | 0 | 0
63 | R8670 | 1/4"- 20 X 1/2" HHCS | 0.125 | 0.125 | 0 | 0 | 0
63 | R8671 | 2-1/2" DIA.SWVL CASTER W/BRAKE | 2.39 | 2.39 | 0 | 0 | 0
63 | R8672 | 2-1/2" DIAMETER SWIVEL CASTER | 2.17 | 2.17 | 0 | 0 | 0
63 | R8673 | HOOD PLATE | 4.05 | 4.05 | 0 | 0 | 0
63 | R8674 | PIVOT BLOCK | 3.55 | 3.55 | 0 | 0 | 0
63 | R8675 | 10-32X1/2" BUTTONHD SCKT CP | 0.0264 | 0.0264 | 0 | 0 | 0
63 | R8676 | LID OPENING ARM | 11.75 | 11.75 | 0 | 0 | 0
63 | R8677 | HOOK, CART | 9.5 | 9.5 | 0 | 0 | 0
63 | R8678 | 90 DEGREE PULLEY | 6.33 | 6.33 | 0 | 0 | 0
63 | R8679 | TEMP OPEN BLOCK | 6.2 | 6.2 | 0 | 0 | 0
63 | R8680 | TEMP OPEN ROD | 6.59 | 6.59 | 0 | 0 | 0
63 | R8681 | 4-40X1/2" SCKT HD CAP SCREW | 0.1019 | 0.1019 | 0 | 0 | 0
63 | R8682 | .281" O.D. COMPRESSION SPRING | 0.56 | 0.56 | 0 | 0 | 0
63 | R8683 | 3/32" X 3/4"L SPRING PIN | 0.0071 | 0.0071 | 0 | 0 | 0
63 | R8684 | .450" I.D. TORSION SPRING | 0.68 | 0.68 | 0 | 0 | 0
63 | R8685 | #6-32X5/6" PTHS FOR | 0.0224 | 0.0224 | 0 | 0 | 0
63 | R8686 | CABLE ASSEMBLY | 8.072 | 8.072 | 0 | 0 | 0
63 | R8687 | FULL OPEN CART FOOT PEDAL ASSY | 6.89 | 6.89 | 0 | 0 | 0
63 | R8689 | 1/4 TAPERED FERRULES BLACK/PVC | 0.02917 | 0.02917 | 0 | 0 | 0
63 | R8825 | *2GAL FIP HINGED LID-LBL ATCH | 2.4441 | 0 | 0.69779 | 0.90875 | 0.83753
63 | R8930B | *30GAL.CONT.W/PACKAGING - 8930 | 54.2509 | 54.2509 | 0 | 0 | 0
63 | R8930L | *LID FOR 8930 ASSEMBLY | 0 | 0 | 0 | 0 | 0
63 | R8930LA | BIOMAX FOAM IN PLACE LID | 3.5939 | 2.1749 | 0 | 1.419 | 0
63 | R8939 | 12/18 GAL FOAM IN PLACE LID | 1.0233 | 1.0233 | 0 | 0 | 0
63 | R8939BL | 12/18 GA SLIDETOP CHEMOLID FIP | 1.0377 | 1.0377 | 0 | 0 | 0
63 | R8939NA | *12 GAL GASKETED LID ALT VEND | 0 | 0 | 0 | 0 | 0
63 | R8939NC | *12/18 GAL FIP LID ALT VENDOR | 1.85 | 1.85 | 0 | 0 | 0
63 | R8939NCP | 12/18 GAL FIP ALT RESIN/VENDOR | 0 | 0 | 0 | 0 | 0
63 | R8939P | 12/18 GAL FIP LID PG2 | 1.0433 | 1.0433 | 0 | 0 | 0
63 | R8970B | *LBL-RADIO ACTIVE 8400 (X3683) | 0 | 0 | 0 | 0 | 0
63 | R8970C | *LBL-RADIO ACTIVE 8400 (X3683) | 0 | 0 | 0 | 0 | 0
63 | R8970D | *LBL RADIO ACTIVE 8400(X3683D) | 2.78 | 2.78 | 0 | 0 | 0
63 | R8971B | *LBL - RE-ORDER NO.8400 | 0 | 0 | 0 | 0 | 0
63 | R8971C | *LBL - RE-ORDER NO.8400(X3684) | 0.16312 | 0.16312 | 0 | 0 | 0
63 | R8982 | WHITE 2 GAL HNG LID W/ GASKET | 1.4416 | 0.35596 | 0.30996 | 0.40367 | 0.37204
63 | R8985 | 8 GAL CHEMO FOAM IN PLACE LID | 0.9454 | 0.9454 | 0 | 0 | 0
63 | R8985BL | 8 GA SLIDE TOP CHEMO LID FIP | 0.90586 | 0.90586 | 0 | 0 | 0
63 | R8985SA | *8GAL CHEMO LID GSKTED-ALT VEN | 0.78 | 0.78 | 0 | 0 | 0
63 | R8985SC | *8 GAL CHMO LID FIP ALT VENDOR | 1.85 | 1.85 | 0 | 0 | 0
63 | R8998LA | *18GAL.HNG/CHEMO/GSK LID-ALT | 0 | 0 | 0 | 0 | 0
63 | R9225 | *INNER CARTON FOR 8502Y | 0 | 0 | 0 | 0 | 0
63 | R9225B | INNER CARTON FOR 8502Y | 1.102 | 1.102 | 0 | 0 | 0
63 | R9225C | *INNER CARTON FOR 8502Y | 0 | 0 | 0 | 0 | 0
63 | R9242B | *OVERSHIPPER FOR 8515 | 0.744 | 0.744 | 0 | 0 | 0
63 | R9242C | OVERSHIPPER FOR 8515 | 0.648 | 0.648 | 0 | 0 | 0
63 | R9242D | OVERSHIPPER FOR 8515 | 0.71257 | 0.71257 | 0 | 0 | 0
63 | R9249B | *OVERSHIPPER FOR 8529 | 1.126 | 1.126 | 0 | 0 | 0
63 | R9249C | OVERSHIPPER FOR 8529 | 0.89301 | 0.89301 | 0 | 0 | 0
63 | R9249D | OVERSHIPPER FOR 8529 | 1.0991 | 1.0991 | 0 | 0 | 0
63 | R9323 | *OVERSHIPPER FOR 8730 | 2.642 | 2.642 | 0 | 0 | 0
63 | R9326B | *OVERSHIPPER FOR 8801 | 0.396 | 0.396 | 0 | 0 | 0
63 | R9326C | *OVERSHIPPER FOR 8801 | 1.268 | 1.268 | 0 | 0 | 0
63 | R9331B | *OVERSHIPPER FOR 8800 | 0.396 | 0.396 | 0 | 0 | 0
63 | R9331C | *OVERSHIPPER FOR 8800 | 0.45 | 0.45 | 0 | 0 | 0
63 | R9331D | *OVERSHIPPER FOR 8800/8801 | 0.482 | 0.482 | 0 | 0 | 0
63 | R9336B | *OVERSHIPPER FOR 8960 | 0 | 0 | 0 | 0 | 0
63 | R9336C | *OVERSHIPPER FOR 8960 | 1.436 | 1.436 | 0 | 0 | 0
63 | R9356B | *O/S FOR 8975 (X1535B) | 0.729 | 0.729 | 0 | 0 | 0
63 | R9356C | *OVERSHIPERS FOR 8975 (X1535) | 0.76 | 0.76 | 0 | 0 | 0
63 | R9366B | *OVERSHIPPER FOR 8910 | 0.927 | 0.927 | 0 | 0 | 0
63 | R9366C | OVERSHIPPER FOR 8910 | 0.859 | 0.859 | 0 | 0 | 0
63 | R9366D | OVERSHIPPER FOR 8910 | 1.0442 | 1.0442 | 0 | 0 | 0
63 | R9368B | *OVERSHIPPER FOR 8926 (X1534B) | 2.455 | 2.455 | 0 | 0 | 0
63 | R9368C | *OVERSHIPPER FOR 8926 (X1534B) | 1.75 | 1.75 | 0 | 0 | 0
63 | R9375 | *OVERSHIPPER FOR 8400 (X1578) | 0 | 0 | 0 | 0 | 0
63 | R9375A | *OVERSHIPPER FOR 8400 (X1578A) | 0 | 0 | 0 | 0 | 0
63 | R9376 | *TOP/BOTTOM PAD FOR 8400 X1575 | 1.1 | 1.1 | 0 | 0 | 0
63 | R9377 | *CORNER POST 43-13/16" X1576 | 0.97 | 0.97 | 0 | 0 | 0
63 | R9378 | *CORNER POST 61-13/16" (X1577) | 0 | 0 | 0 | 0 | 0
63 | R9445 | *MSTR LK FOR WIRE BRKTS(X9868) | 2.7584 | 2.7584 | 0 | 0 | 0
63 | R9452 | *CASTERS LKNG W/BRAKES (X9822) | 1.49 | 1.49 | 0 | 0 | 0
63 | R9453 | *CASTERS-3/8"DIAX 1/2LG(X9832) | 1.27 | 1.27 | 0 | 0 | 0
63 | R9466 | *X1365 GASKET SEAL FOR 8985 | 0.1488 | 0.1488 | 0 | 0 | 0
63 | R9473 | *DSK LK #3008 FOR BRKTS(X9867) | 2.15 | 2.15 | 0 | 0 | 0
63 | R9481 | *CT-12 SUPERABSORBANT 5-PACK | 0.88 | 0.88 | 0 | 0 | 0
63 | R9482 | *CT-12 SUPERABSORBANT FOR 8985 | 1.2775 | 1.2775 | 0 | 0 | 0
63 | R9528 | *FOAM TAPE FOR 8960 | 0 | 0 | 0 | 0 | 0
63 | R9600 | *BAG - CLEAR PE HARDWARE BAG | 0.03016 | 0.03016 | 0 | 0 | 0
63 | R9610 | *AUTOBAG - CLEAR PE (X3004) | 0.02605 | 0.02605 | 0 | 0 | 0
63 | R9800 | TWIST-TIES | 0.0152 | 0.0152 | 0 | 0 | 0
63 | R9801 | ANTI SLIP TAPE FOR 8974 | 0.04729 | 0.04729 | 0 | 0 | 0
63 | R98025 | *5/16" FLT WSHR PCDS CRT X9981 | 0.0371 | 0.0371 | 0 | 0 | 0
63 | R98027 | FOAM IN PLACE GASKET MATERIAL | 0.00945 | 0.00945 | 0 | 0 | 0
63 | R98028 | FOAM IN PLACE GASKET MATERIAL, | 0.01049 | 0.01049 | 0 | 0 | 0
63 | R98032 | *HOT STAMP FOIL - RED | 0.00481 | 0.00481 | 0 | 0 | 0
63 | R98034 | HOT STAMP FOIL - GLOSS BLACK | 0.00701 | 0.00701 | 0 | 0 | 0
63 | R98047 | *3/8 USS SPLIT LK WASHER X9909 | 0.02301 | 0.02301 | 0 | 0 | 0
63 | R98048 | *8GA CRT 1/4-20NKE BLK CAP NUT | 0.0855 | 0.0855 | 0 | 0 | 0
63 | R98050 | *1/4 GRADE 8 EXT THK WASHER | 0.1143 | 0.1143 | 0 | 0 | 0
63 | R98051 | *1/4-20 X 1.5" HEX BOLT, ZINC | 0.0611 | 0.0611 | 0 | 0 | 0
63 | R98053 | *5/16 SAE FLAT WASHER, ZINC | 0.01822 | 0.01822 | 0 | 0 | 0
63 | R98054 | *5/16 SPLIT LK WASHER, ZINC | 0.0119 | 0.0119 | 0 | 0 | 0
63 | R98055 | 1/4 SAE FLAT WASHER, ZINC | 0.01576 | 0.01576 | 0 | 0 | 0
63 | R98056 | *1/4 SPLT LK WASHER,ZINC X9918 | 0.01 | 0.01 | 0 | 0 | 0
63 | R98057 | *DOW CRNG GREASE-FD GRD(X9919) | 6.43 | 6.43 | 0 | 0 | 0
63 | R98058 | *8981FP SM SLIDE BUSHING-X9896 | 1.95 | 1.95 | 0 | 0 | 0
63 | R98059 | *8981FP LRG SLIDE BUSHNG-X9897 | 2.1 | 2.1 | 0 | 0 | 0
63 | R9806 | TRAY FOR 2 GAL IN-ROOM SERIES | 4.0152 | 4.0152 | 0 | 0 | 0
63 | R98060 | *8981FP BASE PLATE (X9922) | 8.41 | 8.41 | 0 | 0 | 0
63 | R98061 | *8981FP CARRIER SPACER (X9920) | 3.89 | 3.89 | 0 | 0 | 0
63 | R98062 | *8981FP SLIDE LATCH (X9921) | 4.15 | 4.15 | 0 | 0 | 0
63 | R98063 | *8981FP LINKAGE BAR (X9923) | 6.34 | 6.34 | 0 | 0 | 0
63 | R98064 | *8981FP SLIDE TUBE ASSM(X9924) | 9.85 | 9.85 | 0 | 0 | 0
63 | R98065 | *8980FP BASE PLATE (X9925) | 9.47 | 9.47 | 0 | 0 | 0
63 | R98066 | *(X9926) LNKGE BAR SUB ASSMBLY | 13.69 | 13.69 | 0 | 0 | 0
63 | R98067 | *8980FP HNGE AXLE PLATE(X9927) | 8.43 | 8.43 | 0 | 0 | 0
63 | R98068 | *FOOT PDL AXLE BRACKET X9928 | 2.16 | 2.16 | 0 | 0 | 0
63 | R98069 | *8980FP FOOT PDL TUBING(X9929) | 0.46 | 0.46 | 0 | 0 | 0
63 | R98070 | *5/16-18BLK HEXCAPNT NKE(X9934 | 0.14 | 0.14 | 0 | 0 | 0
63 | R98071 | *8G CART 5/16 RETNG RING X9930 | 0.01608 | 0.01608 | 0 | 0 | 0
63 | R98072 | *8GCART3/8-16NKE BLKCP NTX9931 | 0.2412 | 0.2412 | 0 | 0 | 0
63 | R98074 | *8938FP WELD PIN (X9933) | 0.0836 | 0.0836 | 0 | 0 | 0
63 | R98078 | *8980FP DAMPER (X9948) | 15.47 | 15.47 | 0 | 0 | 0
63 | R98079 | *8980FP 3/8"DIA LOOP CLAMP | 0.1958 | 0.1958 | 0 | 0 | 0
63 | R98080 | *8980FP NYLNR BEARNG T4(X9952) | 0.57 | 0.57 | 0 | 0 | 0
63 | R98081 | *SSI HOT STAMP FOIL - RED | 0.00289 | 0.00289 | 0 | 0 | 0
63 | R98083 | *INST. SHT 8980FP USAGE X9959 | 0.60591 | 0.60591 | 0 | 0 | 0
63 | R98083A | *INST. SHT 8980FP USAGE X9959 | 1.3188 | 1.3188 | 0 | 0 | 0
63 | R98083B | *INST. SHT 8980FP USAGE X9959 | 0.95491 | 0.95491 | 0 | 0 | 0
63 | R98083C | *INST. SHT 8980FP USAGE X9959 | 0.61666 | 0.61666 | 0 | 0 | 0
63 | R98084 | *8980FP EXTENSION SPRING X9953 | 0.29 | 0.29 | 0 | 0 | 0
63 | R98087 | 8GAL CRT 1/4"USS FLT WSHRX9955 | 0.01553 | 0.01553 | 0 | 0 | 0
63 | R98088 | *(X9956) 1/4-20 X 3/4 HEX BOLT | 0.0363 | 0.0363 | 0 | 0 | 0
63 | R98089 | *CLNG/LUBCTN SHT. 8980FP X9960 | 0 | 0 | 0 | 0 | 0
63 | R98094B | *INST. SHEET FOR 8961 | 0.0832 | 0.0832 | 0 | 0 | 0
63 | R98094D | *INST. SHEET FOR 8961 | 0.107 | 0.107 | 0 | 0 | 0
63 | R98094E | *INST SHEET FOR 8961 | 0.35 | 0.35 | 0 | 0 | 0
63 | R98099 | *INST.SHT FOR SHP SHUTTLE-8301 | 0.0882 | 0.0882 | 0 | 0 | 0
63 | R98099C | *INST.SHT FOR SHP SHUTTLE-8301 | 0.17495 | 0.17495 | 0 | 0 | 0
63 | R98099D | INS SHT FOR SHP SHUTTLE 8301 | 0.215 | 0.215 | 0 | 0 | 0
63 | R98103 | ATTACHMENT HOLDER (X9964) | 9.95 | 9.95 | 0 | 0 | 0
63 | R98105 | *LOWER GUIDE BAR SPACER(X9966) | 1.2 | 1.2 | 0 | 0 | 0
63 | R98106 | CABLE TIES - 7-1/2" (X9967) | 0.0291 | 0.0291 | 0 | 0 | 0
63 | R98107 | *5/16-18 JAM NUT, ZINC (X9968) | 0.0315 | 0.0315 | 0 | 0 | 0
63 | R98108 | *MDS-FILLED NYLON SPCR(X9969) | 4.9 | 4.9 | 0 | 0 | 0
63 | R98109 | PIVOT LINKAGE (X9970) | 4.8 | 4.8 | 0 | 0 | 0
63 | R98110 | MAIN LINKAGE (X9971) | 6.72 | 6.72 | 0 | 0 | 0
63 | R98111 | *HEAVY WASHER - PLAIN (X9972) | 0.35 | 0.35 | 0 | 0 | 0
63 | R98112 | *RIGHT BUCKET SUPPORT (X9973) | 2.95 | 2.95 | 0 | 0 | 0
63 | R98113 | *LEFT BUCKET SUPPORT(X9974) | 2.95 | 2.95 | 0 | 0 | 0
63 | R98114 | BASEPLATE (X9975) | 13.4 | 13.4 | 0 | 0 | 0
63 | R98115 | *SHORT LINKAGE (X9976) | 2.18 | 2.18 | 0 | 0 | 0
63 | R98116 | HOLDER MOUNT (X9977) | 2.07 | 2.07 | 0 | 0 | 0
63 | R98117 | *GUIDE SPACE BAR (X9978) | 2.1 | 2.1 | 0 | 0 | 0
63 | R98119C | *INST.SHEET FR 8800 RESHEATHER | 0.102 | 0.102 | 0 | 0 | 0
63 | R98119E | *INST SHT FOR 8800 RESHEATHER | 0.266 | 0.266 | 0 | 0 | 0
63 | R98120C | *INST.SHEET FR 8801 RESHEATHER | 0.975 | 0.975 | 0 | 0 | 0
63 | R98120E | *INS.SHEET FOR 8801 RESHEATHER | 1.645 | 1.645 | 0 | 0 | 0
63 | R98128 | *LNKGE BAR FLAT SHP CRT(X9984) | 7.35 | 7.35 | 0 | 0 | 0
63 | R98129 | *SLD TUBE ASSM-SHRPS CRT X9985 | 8.96 | 8.96 | 0 | 0 | 0
63 | R98130 | *3/8-16 LKG CAPNUT CRT (X9986) | 0.2388 | 0.2388 | 0 | 0 | 0
63 | R98133B | *INST.SHEET FOR 8546 (X98033B) | 0 | 0 | 0 | 0 | 0
63 | R98133C | *INST SHT FOR 8546 (X98033C) | 0.69 | 0.69 | 0 | 0 | 0
63 | R98135D | *INST.SHEET FOR 8303 | 0 | 0 | 0 | 0 | 0
63 | R98145 | *UPPER GUIDE BAR SPACER X98001 | 1.98 | 1.98 | 0 | 0 | 0
63 | R98146 | *5/16-18 JAM NUT, ZINC FINISH | 0.0302 | 0.0302 | 0 | 0 | 0
63 | R98148 | *77MM PLASTIC CAP (X98021) | 0.06958 | 0.06958 | 0 | 0 | 0
63 | R98149 | *70MM WHITE PLASTIC CAP - 2GAL | 0.06998 | 0.06998 | 0 | 0 | 0
63 | R98153B | *INST.SHEET FOR 1.5 QT. (8909) | 0.1423 | 0.1423 | 0 | 0 | 0
63 | R98153D | *INST.SHT FOR 1.5 QT(X98032D) | 0.146 | 0.146 | 0 | 0 | 0
63 | R98155 | *INST. SHEET FOR 8555/8555C | 0.24512 | 0.24512 | 0 | 0 | 0
63 | R98155B | *INST. SHEET FOR 8555/8555C | 0.29 | 0.29 | 0 | 0 | 0
63 | R98155C | *INST SHT 8555/8555C(X98035C) | 0.35 | 0.35 | 0 | 0 | 0
63 | R98162 | *CAM LOCK W/TURN LATCH | 0 | 0 | 0 | 0 | 0
63 | R98165 | *1.5 QUART MAILAWAY FOAM LINER | 0 | 0 | 0 | 0 | 0
63 | R98166 | *INST.SHEET FOR 2GAL.MAIL-AWAY | 0 | 0 | 0 | 0 | 0
63 | R98166B | *INST.SHEET FOR 2GAL.MAIL-AWAY | 0.65 | 0.65 | 0 | 0 | 0
63 | R98166C | *INST.SHEET FOR 2GAL.MAIL-AWAY | 0.395 | 0.395 | 0 | 0 | 0
63 | R98166E | *INST.SHEET FOR 2GAL.MAIL-AWAY | 0.79 | 0.79 | 0 | 0 | 0
63 | R98168 | *TRACKING DOC. ENVELOPE | 0.06255 | 0.06255 | 0 | 0 | 0
63 | R98170 | *NEW JERSEY TRACKING DOCUMENT | 0 | 0 | 0 | 0 | 0
63 | R98173B | *INST.SHEET FR DRYWALL ANCHORS | 0.00848 | 0.00848 | 0 | 0 | 0
63 | R98173C | INST.SHEET FOR DRYWALL ANCHORS | 0.0925 | 0.0925 | 0 | 0 | 0
63 | R98176 | *FOAM TAPE FOR 8801 | 0.0387 | 0.0387 | 0 | 0 | 0
63 | R98178 | FOAM TAPE - 2" DIA. | 0.19145 | 0.19145 | 0 | 0 | 0
63 | R98179 | FOAM TAPE 4" X 4" | 0.27627 | 0.27627 | 0 | 0 | 0
63 | R98180 | FOAM TAPE - 2 X 7-1/4" | 0.39602 | 0.39602 | 0 | 0 | 0
63 | R98181 | *FOAM TAPE - 6-3/8 DIA. | 0.76 | 0.76 | 0 | 0 | 0
63 | R98182 | *FOAM TAPE- 8800/8911 | 0.0264 | 0.0264 | 0 | 0 | 0
63 | R98184 | FOAM TAPE FOR 1523SA | 0.47392 | 0.47392 | 0 | 0 | 0
63 | R98186 | *MEDIPAK GLOVE | 3.25 | 3.25 | 0 | 0 | 0
63 | R98188 | DRYWALL FASTENERS | 1.3913 | 1.3913 | 0 | 0 | 0
63 | R98189 | SHEET METAL SCREW | 0.02115 | 0.02115 | 0 | 0 | 0
63 | R98190 | PLASTIC DRYWALL ANCHOR | 0.07875 | 0.07875 | 0 | 0 | 0
63 | R98192 | *SAGE/BFI TRACKING DOCUMENT | 0 | 0 | 0 | 0 | 0
63 | R98192B | *SAGE/BFI TRACKING DOCUMENT | 0.295 | 0.295 | 0 | 0 | 0
63 | R98192C | ***TYCO/BFI TRACKING DOCUMENT | 0.22885 | 0.22885 | 0 | 0 | 0
63 | R98211 | *INST.SHT.-30GAL.-8930 | 0.0793 | 0.0793 | 0 | 0 | 0
63 | R98211C | INST SHT FOR 30GAL (X98040C) | 0.085 | 0.085 | 0 | 0 | 0
63 | R98212 | *INST.SHT.30GAL.CART 8993H | 0 | 0 | 0 | 0 | 0
63 | R98212B | *INST.SHT.30GAL.CART (X98047B) | 0.75 | 0.75 | 0 | 0 | 0
63 | R98213 | *LOCKING CASTER (X98044) | 0 | 0 | 0 | 0 | 0
63 | R98214 | *NON-LOCKING CASTER (X98045) | 0 | 0 | 0 | 0 | 0
63 | R98215 | *LKG CAP NUT,BLK 8993H -X98046 | 0 | 0 | 0 | 0 | 0
63 | R98226 | *INSTRUCTION SHEET FOR 8964 | 0.10499 | 0.10499 | 0 | 0 | 0
63 | R98226C | *INSTRUCTION SHEET FOR 8964 | 0.1954 | 0.1954 | 0 | 0 | 0
63 | R98226D | INSTRUCTION SHEET FOR 8964 | 0.266 | 0.266 | 0 | 0 | 0
63 | R98229 | *MOUNTING BRACKET FOR 5050-C | 0 | 0 | 0 | 0 | 0
63 | R98234 | *INST. SHEET FOR PharmaSafety | 0 | 0 | 0 | 0 | 0
63 | R98234C | *INST. SHEET FOR PharmaSafety | 0.0918 | 0.0918 | 0 | 0 | 0
63 | R98234D | *INST. SHEET FOR PharmaSafety | 0.186 | 0.186 | 0 | 0 | 0
63 | R98234E | INST SHT FOR PHARMASAFETY | 0.22 | 0.22 | 0 | 0 | 0
63 | R98237 | CABLE ASSEMBLY | 8.07 | 8.07 | 0 | 0 | 0
63 | R98238 | HINGE STAINLESS STEEL | 3.5412 | 3.5412 | 0 | 0 | 0
63 | R98239 | CONTAINER SUPPORT BRACKET-LEFT | 5.3384 | 5.3384 | 0 | 0 | 0
63 | R98240 | CONTAINER SUPPORT BRACKET-RGHT | 5.2884 | 5.2884 | 0 | 0 | 0
63 | R98241 | PEDAL SHAFT | 11.7 | 11.7 | 0 | 0 | 0
63 | R98242 | HANDLE BASE WELDMENT | 3.99 | 3.99 | 0 | 0 | 0
63 | R98243 | FOOT PEDAL LOCK | 4.3 | 4.3 | 0 | 0 | 0
63 | R98244 | *PEDAL SHAFT BEARNG BLK-8940FP | 2.52 | 2.52 | 0 | 0 | 0
63 | R98245 | *MOUNTING PLATE FOR 8940FP | 5.68 | 5.68 | 0 | 0 | 0
63 | R98246 | *BUSHING BLOCK FOR 8940FP | 12.52 | 12.52 | 0 | 0 | 0
63 | R98247 | MAIN PULL SHAFT | 14.3 | 14.3 | 0 | 0 | 0
63 | R98248 | *GUIDE SHAFT FOR 8940FP | 1.25 | 1.25 | 0 | 0 | 0
63 | R98249 | GUIDE PLATE | 3.94 | 3.94 | 0 | 0 | 0
63 | R98250 | 3/8" NYLINER BEARING | 10.23 | 10.23 | 0 | 0 | 0
63 | R98252 | 1/4" ROPE PULLEY | 1.32 | 1.32 | 0 | 0 | 0
63 | R98253 | *SPACERS FOR 8940FP | 1.58 | 1.58 | 0 | 0 | 0
63 | R98254 | EXTENSION SPRING | 0.54 | 0.54 | 0 | 0 | 0
63 | R98255 | BUMPER O-RING | 0.0235 | 0.0235 | 0 | 0 | 0
63 | R98256 | PULL PIN | 4.21 | 4.21 | 0 | 0 | 0
63 | R98257 | PULL PIN SPACER | 0.98 | 0.98 | 0 | 0 | 0
63 | R98258 | *GUIDE PIN (TEMP OPEN)- 8940FP | 2.02 | 2.02 | 0 | 0 | 0
63 | R98259 | TEMP.OPEN LOCK | 1.92 | 1.92 | 0 | 0 | 0
63 | R98260 | *TEMP.OPEN BUTTON FOR 8940FP | 3.21 | 3.21 | 0 | 0 | 0
63 | R98261 | COMPRESSION SPRING | 0.55 | 0.55 | 0 | 0 | 0
63 | R98262 | MOUNTING FORM | 0.01 | 0.01 | 0 | 0 | 0
63 | R98263 | 3/32" ROPE PULLEY | 3.52 | 3.52 | 0 | 0 | 0
63 | R98264 | BRONZE BEARING | 0.39 | 0.39 | 0 | 0 | 0
63 | R98269 | 3/16" NYLINER BEARING | 0.87 | 0.87 | 0 | 0 | 0
63 | R98270 | *2"DIA.SWIVEL CASTER W/ BRAKE | 1.77 | 1.77 | 0 | 0 | 0
63 | R98271 | *2"DIA.SWIVEL CASTER - 8940FP | 1.31 | 1.31 | 0 | 0 | 0
63 | R9828 | *PRODUCT I.D. INSERT FOR 1511 | 0.01851 | 0.01851 | 0 | 0 | 0
63 | R9828B | PRODUCT ID INSERT-1511/1509 | 0.53 | 0.53 | 0 | 0 | 0
63 | R98302 | CASTER INSERT SOCKET - 8940FP | 0.4 | 0.4 | 0 | 0 | 0
63 | R98303 | LOCK SET | 2.05 | 2.05 | 0 | 0 | 0
63 | R98304 | WASHER FOR LOCK SET | 0.09 | 0.09 | 0 | 0 | 0
63 | R98305 | COUNTER WEIGHT | 4.3036 | 4.3036 | 0 | 0 | 0
63 | R98306 | PEDAL SLEEVE | 0.9296 | 0.9296 | 0 | 0 | 0
63 | R98307 | SHIM-MOUNTING | 0.81 | 0.81 | 0 | 0 | 0
63 | R98309 | *#10-32 X 1/2"LG.PFHS - 8940FP | 0.0085 | 0.0085 | 0 | 0 | 0
63 | R98310 | *10-24 X 1-1/4"CRG.BOLT-8940FP | 0.0124 | 0.0124 | 0 | 0 | 0
63 | R98311 | *CARRIAGE BOLT FOR 8940FP | 0.0116 | 0.0116 | 0 | 0 | 0
63 | R98312 | *ELASTIC STOP NUT-8940FP | 0.011 | 0.011 | 0 | 0 | 0
63 | R98313 | ELASTIC STOP JAM NUT | 0.525 | 0.525 | 0 | 0 | 0
63 | R98314 | 1/4"-20 X 3/8" BUTTONHD CPSCRW | 0.0636 | 0.0636 | 0 | 0 | 0
63 | R98315 | 1/4" SPLIT LOCK WASHER | 0.0074 | 0.0074 | 0 | 0 | 0
63 | R98316 | *3/4" SPRING PIN | 0.0095 | 0.0095 | 0 | 0 | 0
63 | R98317 | 1/4"-20 X 3/8" HEXHD CP SCREW | 0.0947 | 0.0947 | 0 | 0 | 0
63 | R98318 | 1/4"-20 X 3/4" HEX HD CAP SCRW | 0.0515 | 0.0515 | 0 | 0 | 0
63 | R98320 | 3/16"X3/8" FLT.HD.RIVET | 0.1928 | 0.1928 | 0 | 0 | 0
63 | R98321 | PEEL TYPE RIVET | 0.1182 | 0.1182 | 0 | 0 | 0
63 | R98322 | 3/16" X 1/4" RIVET | 0.3789 | 0.3789 | 0 | 0 | 0
63 | R98323 | #10 USS FLAT WASHER | 0.0073 | 0.0073 | 0 | 0 | 0
63 | R98324 | 1/4" FLAT WASHER | 0.06545 | 0.06545 | 0 | 0 | 0
63 | R98325 | 5/16"X3/8"SHOULDER BOLT | 0.23117 | 0.23117 | 0 | 0 | 0
63 | R98326 | 1/4"-20 ELASTIC STP NUT | 0.01882 | 0.01882 | 0 | 0 | 0
63 | R98327 | 7/8" BUTTON HEAD CAP SCREW | 0.0514 | 0.0514 | 0 | 0 | 0
63 | R98328 | #10 ELASTIC STOP NUT | 0.0159 | 0.0159 | 0 | 0 | 0
63 | R98330 | *TUBING STRAP 1/4" DIA.-8940FP | 0.15 | 0.15 | 0 | 0 | 0
63 | R98331 | *INSTRUCTION SHEET FOR 8303SA | 0.1472 | 0.1472 | 0 | 0 | 0
63 | R98331D | INSTRUCTION SHEET FOR 8303SA | 0.166 | 0.166 | 0 | 0 | 0
63 | R98332 | *NON-LOCKING CASTER FOR 8993H | 1.95 | 1.95 | 0 | 0 | 0
63 | R98333 | *CASTER W/ BRAKE FOR 8993H | 2.45 | 2.45 | 0 | 0 | 0
63 | R98334 | *INST.SHEET FOR SS INROOM CONT | 0.064 | 0.064 | 0 | 0 | 0
63 | R98334B | *INST.SHEET FOR SS INROOM CONT | 0.07732 | 0.07732 | 0 | 0 | 0
63 | R98334D | *INST.SHEET FOR SS INROOM CONT | 0.0792 | 0.0792 | 0 | 0 | 0
63 | R98334E | *INST.SHEET FOR SS INROOM CONT | 0.0394 | 0.0394 | 0 | 0 | 0
63 | R98334F | *INST SHT FOR SS INROOM CONT | 0.02592 | 0.02592 | 0 | 0 | 0
63 | R98334G | *INST SHT FOR SS INROOM CONT | 0.09738 | 0.09738 | 0 | 0 | 0
63 | R98334H | INST SHT FOR SS INROOM CONT | 0.054 | 0.054 | 0 | 0 | 0
63 | R98335 | *INST.SHEET FOR 5QT.SHARPSTAR | 0.0247 | 0.0247 | 0 | 0 | 0
63 | R98335C | *INST.SHEET FOR 5QT.SHARPSTAR | 0.0717 | 0.0717 | 0 | 0 | 0
63 | R98335D | INST.SHEET FOR 5QT.SHARPSTAR | 0.0875 | 0.0875 | 0 | 0 | 0
63 | R98336 | *INST.SHEET MOUNTING INRM | 0.05279 | 0.05279 | 0 | 0 | 0
63 | R98337 | *INST SHEET FOR 1QT CONTAINER | 0.049 | 0.049 | 0 | 0 | 0
63 | R98337D | *INST.SHEET FOR 1QT.CONTAINER | 0.139 | 0.139 | 0 | 0 | 0
63 | R98337E | INST.SHEET FOR 1QT.CONTAINER | 0.09 | 0.09 | 0 | 0 | 0
63 | R98338 | *INSTSHEET-AUTODRP BLD NDL SYS | 0.0587 | 0.0587 | 0 | 0 | 0
63 | R98338C | INST.SHEET-AUTODRP BLD NDL SYS | 0.58 | 0.58 | 0 | 0 | 0
63 | R98339 | *CLNG/LUB INST.SHEET 8938/81FP | 0.1775 | 0.1775 | 0 | 0 | 0
63 | R98339B | *CLNG/LAB INST SHT 8938/81FP | 0.2266 | 0.2266 | 0 | 0 | 0
63 | R98340 | *INST.SHEET FR UNWINDERS 8512Y | 0.2433 | 0.2433 | 0 | 0 | 0
63 | R98340C | *INST.SHEET FR UNWINDERS 8512Y | 0.3523 | 0.3523 | 0 | 0 | 0
63 | R98340D | INST SHT FOR UNWINDERS 8512Y | 0.31 | 0.31 | 0 | 0 | 0
63 | R98341 | *CLNG/LUB INST.SHEET 8991FP | 0.08664 | 0.08664 | 0 | 0 | 0
63 | R98341A | *CLNG/LUB INST.SHEET 8991FP | 0.49735 | 0.49735 | 0 | 0 | 0
63 | R98341B | *CLNG/LUB INST SHT 8991FP | 0.57 | 0.57 | 0 | 0 | 0
63 | R98342 | *CLNG/LUB INST.SHEET 8980FP | 1.14 | 1.14 | 0 | 0 | 0
63 | R98345 | *WASHER FOR 8993H | 0.0606 | 0.0606 | 0 | 0 | 0
63 | R98346B | *INST SHT INROOM SHARPS DISPOS | 0.17385 | 0.17385 | 0 | 0 | 0
63 | R98346D | *INST SHT INROOM SHARPS DISPOS | 0.05115 | 0.05115 | 0 | 0 | 0
63 | R98346E | *INST SHT INROOM SHARPS DISPOS | 0.125 | 0.125 | 0 | 0 | 0
63 | R98346F | INST SHT INROOM SHARPS | 0.425 | 0.425 | 0 | 0 | 0
63 | R98347 | INSTRUCTION SHEET (CART) | 0.475 | 0.475 | 0 | 0 | 0
63 | R98349 | WIREFORM HANDLE | 2.6932 | 2.6932 | 0 | 0 | 0
63 | R98350 | HOT STAMP FOIL - RED 1-1/4" | 0.00655 | 0.00655 | 0 | 0 | 0
63 | R98351 | *SSI HOT STAMP FOIL - RED 3" | 0.0045 | 0.0045 | 0 | 0 | 0
63 | R98352 | *FOAM LINER 70MM - 2GAL. | 0.0843 | 0.0843 | 0 | 0 | 0
63 | R98354 | *SHARPS CART EXTENTION SPRING | 1.8 | 1.8 | 0 | 0 | 0
63 | R98355 | *INST.SHEET FOR 8781/8790/8791 | 0.205 | 0.205 | 0 | 0 | 0
63 | R98355B | INST.SHEET FOR 8781/8790/8791 | 0.58 | 0.58 | 0 | 0 | 0
63 | R98357 | *INST SHT FOR PSS GATORGUARD | 0.13 | 0.13 | 0 | 0 | 0
63 | R98358 | *PIN FOR 5 QT ENCLOSURE | 0.01 | 0.01 | 0 | 0 | 0
63 | R98359 | BUBBLE PACK (X98143) | 0.052 | 0.052 | 0 | 0 | 0
63 | R98360 | *LOCK & LATCH W/KEY ENCLOSURE | 0.64 | 0.64 | 0 | 0 | 0
63 | R98362 | *INST SHEET FOR GATORGUARD ACC | 0.13 | 0.13 | 0 | 0 | 0
63 | R98362A | *INST SHEET FOR GATORGUARD ACC | 0.39569 | 0.39569 | 0 | 0 | 0
63 | R98362B | *INST SHEET FOR GATORGUARD ACC | 0.41546 | 0.41546 | 0 | 0 | 0
63 | R98362C | *INST SHEET FOR GATORGUARD ACC | 0.79 | 0.79 | 0 | 0 | 0
63 | R98363 | *PINS FOR SMOKE ENCLOSURE | 0.15 | 0.15 | 0 | 0 | 0
63 | R98364 | *5 GAL PLAIN CONT-FISHER | 1.65 | 1.65 | 0 | 0 | 0
63 | R98364A | *5 GAL PLN CONT-FISHER(812767) | 2.9897 | 2.9897 | 0 | 0 | 0
63 | R98365 | *INST SHT PSS PHLEB (880439) | 0.06 | 0.06 | 0 | 0 | 0
63 | R98365A | *INST SHT PSS PHLEB (880439) | 0.63 | 0.63 | 0 | 0 | 0
63 | R98366 | *INST. SHEET FOR PHLEBOTOMY | 0.06 | 0.06 | 0 | 0 | 0
63 | R98366B | *INST.SHT MNTING INRM(X98135B) | 0.182 | 0.182 | 0 | 0 | 0
63 | R98366D | *INST.SHT MNTING INRM(X98135C) | 0.22336 | 0.22336 | 0 | 0 | 0
63 | R98367 | *INSTR. SHEET FOR FISHER PHLEB | 0.08 | 0.08 | 0 | 0 | 0
63 | R98367A | *INSTR. SHEET FOR FISHER PHLEB | 0.22 | 0.22 | 0 | 0 | 0
63 | R98368 | *FOAM CUBE- 2-1/8" | 0.1 | 0.1 | 0 | 0 | 0
63 | R98369 | *FOAM TAPE | 0.015 | 0.015 | 0 | 0 | 0
63 | R98370 | *5 GAL PRINTED BIO-HAZARD CONT | 1.7358 | 1.7358 | 0 | 0 | 0
63 | R98370A | *5 GAL PRINTED BIO-HAZARD CONT | 0 | 0 | 0 | 0 | 0
63 | R98370B | *5 GAL PRINTED BIO-HAZARD CONT | 1.7358 | 1.7358 | 0 | 0 | 0
63 | R98370C | *5 GA PRNTD BIO-HAZ CONT814875 | 3.3913 | 3.3913 | 0 | 0 | 0
63 | R98372 | *2GAL.PRINTED CHEMO CONTAINER | 1.65 | 1.65 | 0 | 0 | 0
63 | R98372C | *2 GA PRNTD CHEMO CONT(814892) | 2.3697 | 2.3697 | 0 | 0 | 0
63 | R98373 | *CAP FOR 2 GAL CHEMO CONTAINER | 0.26631 | 0.26631 | 0 | 0 | 0
63 | R98374 | *LID FOR 2 GAL. CAP | 0.7 | 0.7 | 0 | 0 | 0
63 | R98375 | **INST. SHEET CHEMO CONT | 0.001 | 0.001 | 0 | 0 | 0
63 | R98375C | *INSTRUCTION SHEET CHEMO CONT | 0.52866 | 0.52866 | 0 | 0 | 0
63 | R98376 | *3-1/2 GAL. PRINTED CHEMO CONT | 2.552 | 2.552 | 0 | 0 | 0
63 | R98378 | *5 GAL PRINTED CHEMO CONT. | 1.7138 | 1.7138 | 0 | 0 | 0
63 | R98378A | *5 GAL PRINTED CHEMO CONT. | 1.7363 | 1.7363 | 0 | 0 | 0
63 | R98378C | *5 GA PRNTD CHEMO CONT(814895) | 4.0373 | 4.0373 | 0 | 0 | 0
63 | R98379 | *FOAM BACKED ADHESIVE | 0.714 | 0.714 | 0 | 0 | 0
63 | R98380 | *1 QT TRAY BRACKET | 3.75 | 3.75 | 0 | 0 | 0
63 | R98381 | *WALL/CART BRACKET - 1&2 GAL | 5.75 | 5.75 | 0 | 0 | 0
63 | R98382 | *WIRE STAND 15 X 12 X 9 INCH | 8.5 | 8.5 | 0 | 0 | 0
63 | R98383 | *WIRE WALL BRACKET 4810 | 16.05 | 16.05 | 0 | 0 | 0
63 | R98384 | *1 QT WALL BRACKET | 5.75 | 5.75 | 0 | 0 | 0
63 | R98385 | *LOCK-SHORT LEGS/ ZINC PLATE | 0.01 | 0.01 | 0 | 0 | 0
63 | R98386 | *PAD LOCK | 0.01 | 0.01 | 0 | 0 | 0
63 | R98387 | *3-1/2 GAL WIRE BRACKET | 7.25 | 7.25 | 0 | 0 | 0
63 | R98389 | *SPRING N.U.N.C.FOR ENCLOSURE | 0.028 | 0.028 | 0 | 0 | 0
63 | R9839 | *PRODUCT I.D. INSERT FOR 1512 | 0 | 0 | 0 | 0 | 0
63 | R98390 | *HINGE SPRING PIN FR ENCLOSURE | 0.0958 | 0.0958 | 0 | 0 | 0
63 | R98391 | *METAL LOCK FOR WALL ENCLOSURE | 0.58 | 0.58 | 0 | 0 | 0
63 | R98392 | *IN ROOM WALL BRACKET | 5.86 | 5.86 | 0 | 0 | 0
63 | R98393 | * KEY FOR IN ROOM BRACKET | 0.25 | 0.25 | 0 | 0 | 0
63 | R98394 | *LOCK FOR IN ROOM BRACKET | 0 | 0 | 0 | 0 | 0
63 | R98395 | *INST SHEET 7-1/2 GAL HNGD LID | 0.0363 | 0.0363 | 0 | 0 | 0
63 | R98395A | *INST SHEET LID TO BUCKT ASSY | 0.09925 | 0.09925 | 0 | 0 | 0
63 | R98395B | INST SHEET 7-1/2 GAL HNG LID | 0.10675 | 0.10675 | 0 | 0 | 0
63 | R98396 | *INST SHEET FOR 7&10 GALLON | 0.04 | 0.04 | 0 | 0 | 0
63 | R98396B | *INST SHEET 7&10 GAL HNG LID | 0.0654 | 0.0654 | 0 | 0 | 0
63 | R98396C | INST SHEET 7&10 GAL HNG TORLID | 0.065 | 0.065 | 0 | 0 | 0
63 | R98397 | *INST SHEET 7&10 GAL HNGD LID | 0.13 | 0.13 | 0 | 0 | 0
63 | R98397A | *INST SHEET 7&10 GAL HNGD LID | 0.4071 | 0.4071 | 0 | 0 | 0
63 | R98397B | *INST SHEET 7&10 GAL HNGD LID | 0.21125 | 0.21125 | 0 | 0 | 0
63 | R98397C | INST SHT FOR 7&10 GAL HNGD LID | 0.234 | 0.234 | 0 | 0 | 0
63 | R98398 | *ADHESIVE GASKET | 0.31625 | 0.31625 | 0 | 0 | 0
63 | R98399 | *INSTSHT 7&10 GAL PRIVATE LBL | 0.04 | 0.04 | 0 | 0 | 0
63 | R98399A | INSTSHEET 7&10 GAL PRIVATE LBL | 0.2512 | 0.2512 | 0 | 0 | 0
63 | R98400 | *INST SHEET 7-1/2 GAL FISHER | 0.04 | 0.04 | 0 | 0 | 0
63 | R98400A | INST SHEET 7-1/2 GAL FISHER | 0.52352 | 0.52352 | 0 | 0 | 0
63 | R98401 | *CONVOLUTED FOAM | 0.18 | 0.18 | 0 | 0 | 0
63 | R98402 | *INST SHEET FOR 044 #880437 | 0.08 | 0.08 | 0 | 0 | 0
63 | R98403 | *INST SHEET FOR 044 | 0 | 0 | 0 | 0 | 0
63 | R98403A | *INST SHEET FOR 044 | 0.73 | 0.73 | 0 | 0 | 0
63 | R98404A | *INST SHEET FOR 8516HDL | 0.75 | 0.75 | 0 | 0 | 0
63 | R98405 | *INST SHT FOR 3-1/2 GAL#884106 | 0.001 | 0.001 | 0 | 0 | 0
63 | R98405A | *INS SHT FOR 3-1/2 GAL #884106 | 0.5 | 0.5 | 0 | 0 | 0
63 | R98405B | INST SHT FOR 3-1/2 GAL #884106 | 0.56055 | 0.56055 | 0 | 0 | 0
63 | R98406 | *INST SHEET FOR 2-1/2 & 5 QT. | 0.04 | 0.04 | 0 | 0 | 0
63 | R98406A | INST SHEET FOR 2-1/2 & 5 QT. | 0.12602 | 0.12602 | 0 | 0 | 0
63 | R98407 | *INST SHEET FOR 2-1/2 & 5 QT | 0 | 0 | 0 | 0 | 0
63 | R98407A | *INST SHEET FOR 2-1/2 & 5 QT | 0.08626 | 0.08626 | 0 | 0 | 0
63 | R98407B | INST SHEET FOR 2-1/2 & 5 QT | 0.075 | 0.075 | 0 | 0 | 0
63 | R98408 | *INSTRUCTION SHEET 3.5 GAL | 0.04 | 0.04 | 0 | 0 | 0
63 | R98408A | *INSTRUCTION SHEET 3.5 GAL | 0.1944 | 0.1944 | 0 | 0 | 0
63 | R98408B | *INSTRUCTION SHEET 3.5 GAL | 0.146 | 0.146 | 0 | 0 | 0
63 | R98408C | INSTRUCTION SHEET 3.5 GAL | 0.63 | 0.63 | 0 | 0 | 0
63 | R98409 | DIE CAST FRAME | 25.35 | 25.35 | 0 | 0 | 0
63 | R98410 | *END CONNECTORS FOR 8980FP | 0.516 | 0.516 | 0 | 0 | 0
63 | R98411B | *INST SHT ABSBNT PADS (X98411B | 0.02617 | 0.02617 | 0 | 0 | 0
63 | R98411C | INST SHT ABSBNT PADS (X98411C) | 0.01815 | 0.01815 | 0 | 0 | 0
63 | R98412 | *ISOPROPANOL | 0.00444 | 0.00444 | 0 | 0 | 0
63 | R98413 | *AMINOFUNCTIONAL SILOXANE | 0.67682 | 0.67682 | 0 | 0 | 0
63 | R98414 | *INST SHEET FOR 2&3 GAL,5QT | 0 | 0 | 0 | 0 | 0
63 | R98414A | *INST SHEET FOR 2&3 GAL,5QT | 0.254 | 0.254 | 0 | 0 | 0
63 | R98414B | *INST SHEET FOR 2&3 GAL - 5QT | 0.0998 | 0.0998 | 0 | 0 | 0
63 | R98414C | INST SHEET FOR 2&3 GAL - 5QT | 0.1104 | 0.1104 | 0 | 0 | 0
63 | R98415 | *INST SHEET 1&2 GAL SLIDE TOP | 0.001 | 0.001 | 0 | 0 | 0
63 | R98415A | *INST SHEET 1&2 GAL SLIDE TOP | 0.089 | 0.089 | 0 | 0 | 0
63 | R98415B | *INST SHEET 1 & 2 GAL SLIDETOP | 0.083 | 0.083 | 0 | 0 | 0
63 | R98415C | *INST SHEET 1 & 2 GAL SLIDE TO | 0 | 0 | 0 | 0 | 0
63 | R98415D | INST SHEET 1& 2 GAL SLIDE TOP | 0.083 | 0.083 | 0 | 0 | 0
63 | R98416 | *INST SHT 1&2 GAL PRIVATE LBL | 0.001 | 0.001 | 0 | 0 | 0
63 | R98416A | *INST SHT 1&2 GAL PRIVATE LBL | 0.14833 | 0.14833 | 0 | 0 | 0
63 | R98416B | *INST SHT 1 & 2 GAL PRIVATE LBL | 0.23441 | 0.23441 | 0 | 0 | 0
63 | R98419 | 1/8" STEEL PUSH RETAINER | 0.04365 | 0.04365 | 0 | 0 | 0
63 | R98420B | *TYCO/STERICYCLE TRACKING DOC | 0.49982 | 0.49982 | 0 | 0 | 0
63 | R98424 | *SUPERABSORBENT PADS | 0.18 | 0.18 | 0 | 0 | 0
63 | R98425 | *SUPERABSORBENT PADS | 0.12 | 0.12 | 0 | 0 | 0
63 | R98427 | *CHEM-CAST 699 POLYOL | 0.00591 | 0.00591 | 0 | 0 | 0
63 | R98428 | *ISOCYANATE 624 | 0.0082 | 0.0082 | 0 | 0 | 0
63 | R98429 | *CAP FOR 2 GAL CHEMO CONTAINER | 0.127 | 0.127 | 0 | 0 | 0
63 | R98431A | *INSTRUCTION SHT RCRA WST DSPL | 0.375 | 0.375 | 0 | 0 | 0
63 | R98431B | *INSTRUCTION SHEET, RCRA W | 0.499 | 0.499 | 0 | 0 | 0
63 | R98431C | INSTRUCTION SHEET, RCRA WASTE | 0.675 | 0.675 | 0 | 0 | 0
63 | R98432 | *INSTSHT DISP BLOOD NDL HLDERS | 0 | 0 | 0 | 0 | 0
63 | R98433 | INSTRUCTION SHEET (CART) | 0.435 | 0.435 | 0 | 0 | 0
63 | R98434 | *ENSERV MAIL TRACKING DOCUMENT | 0.511 | 0.511 | 0 | 0 | 0
63 | R98434A | *ENSERV MAIL TRACKING DOCUMENT | 1.4 | 1.4 | 0 | 0 | 0
63 | R98436 | *INST.SHEET FOR 1.5 QT | 0.32636 | 0.32636 | 0 | 0 | 0
63 | R98437 | *INST.SHT WASTE DISPOSAL CONT | 0 | 0 | 0 | 0 | 0
63 | R98438 | *INST.SHEET FOR 1QT.CON MEDLINE | 0.365 | 0.365 | 0 | 0 | 0
63 | R98439 | *INST SHT HINGED LID/SNAP CAP | 3.45 | 3.45 | 0 | 0 | 0
63 | R98440 | *INSTRUCTION SHEET FOR MEDLINE | 0.5 | 0.5 | 0 | 0 | 0
63 | R98441 | *INST SHEET GEN FOR GATORGUARD | 3.45 | 3.45 | 0 | 0 | 0
63 | R98442 | *INST SHEET FOR GG MEDLINE | 0.35 | 0.35 | 0 | 0 | 0
63 | R98447 | PRINTED INS SHEET FOR 31143731 | 0.275 | 0.275 | 0 | 0 | 0
63 | R98448 | *INST.SHEET FOR 2GAL.MAIL-AWAY | 0.4 | 0.4 | 0 | 0 | 0
63 | R98449 | *TACKING DOCUMENT 2GA MAILAWAY | 1.425 | 1.425 | 0 | 0 | 0
63 | R98449A | *TRACKING DOCUMENT 2G MAILAWAY | 1.286 | 1.286 | 0 | 0 | 0
63 | R98450 | *PRINTED INS SHEET FOR 2 GA GP | 0.35 | 0.35 | 0 | 0 | 0
63 | R98451 | *PRINTED INSSHEET FOR 31156915 | 0.968 | 0.968 | 0 | 0 | 0
63 | R98452 | *PRINTED INS SHEET FOR PPS 041 | 0.175 | 0.175 | 0 | 0 | 0
63 | R98457 | *INST SHEET FOR 8605RC -1.5QT | 0.69 | 0.69 | 0 | 0 | 0
63 | R98458 | INST SHEET FOR 8605RC - 5QT | 0.38853 | 0.38853 | 0 | 0 | 0
63 | R98461 | PRINTED INSERT, SHARPS-A-GATOR | 0.18715 | 0.18715 | 0 | 0 | 0
63 | R98463 | *PRINTED INSERT, INROOM SHARPS | 0.57 | 0.57 | 0 | 0 | 0
63 | R9856 | *FOAM TAPE FOR 1523 | 0 | 0 | 0 | 0 | 0
63 | R9865A | *SPLT BUSHNG 8991FP (X9825) | 0.644 | 0.644 | 0 | 0 | 0
63 | R9869B | *INST SHEET INROOM SHARPS DRS | 0.03198 | 0.03198 | 0 | 0 | 0
63 | R9869D | INST SHEET INROOM SHARPS DOORS | 0.085 | 0.085 | 0 | 0 | 0
63 | R9870B | *INST SHEET-INROOM SHARPS LIDS | 0.064 | 0.064 | 0 | 0 | 0
63 | R9870C | *INST SHEET-INROOM SHARPS LIDS | 0.0245 | 0.0245 | 0 | 0 | 0
63 | R9870F | *INST SHEET-INROOM SHARPS LIDS | 0.0717 | 0.0717 | 0 | 0 | 0
63 | R9870H | INST SHEET INROOM SHARPS LIDS | 0.0463 | 0.0463 | 0 | 0 | 0
63 | R9875B | *INST.SHT VERT.DROP SHRP CONT | 0 | 0 | 0 | 0 | 0
63 | R9875C | *INST.SHT VERT.DROP SHRP CONT | 0.025 | 0.025 | 0 | 0 | 0
63 | R9875D | INST.SHEET VERT.DROP SHRP CONT | 0.07475 | 0.07475 | 0 | 0 | 0
63 | R9876B | *iNST. SHEET FOR ROTOR LID | 0.03125 | 0.03125 | 0 | 0 | 0
63 | R9876E | *INST. SHEET FOR ROTOR LID | 0.08288 | 0.08288 | 0 | 0 | 0
63 | R9876F | INST SHT FOR ROTOR LID | 0.07475 | 0.07475 | 0 | 0 | 0
63 | R9881C | *INST SHT 8935LID BIOHAZ SRIES | 0.064 | 0.064 | 0 | 0 | 0
63 | R9881D | *INST SHT 8935LID BIOHAZ SRIES | 0.10219 | 0.10219 | 0 | 0 | 0
63 | R9881E | *INST SHT 8935LID BIOHAZ SERIE | 0.10323 | 0.10323 | 0 | 0 | 0
63 | R9881F | INST SHT 8935LID BIOHAZ SERIES | 0.0634 | 0.0634 | 0 | 0 | 0
63 | R9882G | *INST SHEET CHEMO SLIDING TOPS | 0.10196 | 0.10196 | 0 | 0 | 0
63 | R9882I | *INST SHEET CHEMO SLIDING TOPS | 0.085 | 0.085 | 0 | 0 | 0
63 | R9882J | INST SHEET CHEMO SLIDING TOPS | 0.085 | 0.085 | 0 | 0 | 0
63 | R9890 | *SPRING-EXT 18GA CADDY(X9910) | 1.45 | 1.45 | 0 | 0 | 0
63 | R9892 | *SLD BUSHING-18GAL CRT (X9827) | 1.25 | 1.25 | 0 | 0 | 0
63 | R9893 | *SLD TOP CRT RND BRSNG(X9826) | 0.95 | 0.95 | 0 | 0 | 0
63 | R9907 | *INST SHEET INROOM UNWINDER | 0.31864 | 0.31864 | 0 | 0 | 0
63 | R9907B | *INST SHEET INROOM UNWINDER | 0.339 | 0.339 | 0 | 0 | 0
63 | R9909 | EPS BLOCK (X1369) | 0.34 | 0.34 | 0 | 0 | 0
63 | R9911D | *INST. SHEET 8938FP (X9962) | 0.21054 | 0.21054 | 0 | 0 | 0
63 | R9911F | *INST. SHEET 8938FP (X9962) | 0.43568 | 0.43568 | 0 | 0 | 0
63 | R9911G | *INST SHT 8938FP | 0.59 | 0.59 | 0 | 0 | 0
63 | R9911H | *INST SHT 8938FP | 0.658 | 0.658 | 0 | 0 | 0
63 | R9917 | *SLD CART SHAFT COLLAR(X9951) | 5.61 | 5.61 | 0 | 0 | 0
63 | R9918C | *INST SHT ASSM USE HINGED LID | 0.03977 | 0.03977 | 0 | 0 | 0
63 | R9918D | *INST SHT ASSM USE HINGED LID | 0.0652 | 0.0652 | 0 | 0 | 0
63 | R9918E | *INST SHT ASSM & USE HINGED | 0.0652 | 0.0652 | 0 | 0 | 0
63 | R9918F | *INST SHT ASSM USE HINGED LID | 0.04633 | 0.04633 | 0 | 0 | 0
63 | R9918G | INST SHT ASSM & USE HINGED LID | 0.914 | 0.914 | 0 | 0 | 0
63 | R9947 | *FOOT PDL TUBING CARTS (X9947) | 0.99 | 0.99 | 0 | 0 | 0
63 | R9956 | *INTRMDITE RND BUSHING X9828 | 1.68 | 1.68 | 0 | 0 | 0
63 | R9959 | HOT STAMP FOIL - BLUE | 0.00449 | 0.00449 | 0 | 0 | 0
63 | R9960B | *INST.SHT-HNGED LID/SNAP CAP | 0.0566 | 0.0566 | 0 | 0 | 0
63 | R9960C | *INST.SHT-HNGED LID/SNAP CAP | 0.0747 | 0.0747 | 0 | 0 | 0
63 | R9960D | *INST.SHT-HNGED LID/SNAP CAP | 0.11417 | 0.11417 | 0 | 0 | 0
63 | R9960E | *INST SHT HINGED LID/SNAP CAP | 0.0604 | 0.0604 | 0 | 0 | 0
63 | R9960F | INST SHT HINGED LID/SNAP CAP | 0.183 | 0.183 | 0 | 0 | 0
63 | R9962 | *INST SHT-SHARPS ROTOR AUTODR | 0.1759 | 0.1759 | 0 | 0 | 0
63 | R9962B | *INST SHT-SHARPS ROTOR AUTODR | 0.352 | 0.352 | 0 | 0 | 0
63 | R9962C | INST SHT-SHARPS ROTOR & AUTODR | 0.22 | 0.22 | 0 | 0 | 0
63 | R9965 | *USAGE INST.SHT 8991FP (X1370) | 0.5268 | 0.5268 | 0 | 0 | 0
63 | R9965B | *USAGE INST.SHT 8991FP(X1370B) | 0.26363 | 0.26363 | 0 | 0 | 0
63 | R9967 | *INST SHEET FOR 8992H (X1373) | 0.04331 | 0.04331 | 0 | 0 | 0
63 | R9967B | *INST SHEET FOR 8992H (X1373B) | 0.19833 | 0.19833 | 0 | 0 | 0
63 | R9977 | 5/16" DIA. WELD STUD (X9963) | 0.103 | 0.103 | 0 | 0 | 0
63 | R9980 | #8-32X7/8"STL ALLOY ZINC,SHCS | 0.1195 | 0.1195 | 0 | 0 | 0
63 | R9981 | #8-32 BLACK CAP NUT (X9979) | 0.089 | 0.089 | 0 | 0 | 0
63 | R9984 | *NYLINER BEARING 5/16" (X9829) | 0.46 | 0.46 | 0 | 0 | 0
63 | R9988 | *RNDHD SLT 1/4-20 X 1.125"SCRW | 0.0797 | 0.0797 | 0 | 0 | 0
63 | R9991 | *5/16" NYLON WSHR-PLAIN X9830 | 0.0603 | 0.0603 | 0 | 0 | 0
63 | VALIDATION | *Validation | 5.1467 | 0 | 1.4694 | 1.9137 | 1.7637
63 | V8506 | 5QT.CONTAINER SSIII, NOVA PLUS | 52.2396 | 17.7606 | 9.8439 | 11.8152 | 12.82
63 | V8512 | VHA PLUS SHRP CNT 5QT CLEAR IN | 30.2306 | 21.8266 | 2.3994 | 2.8798 | 3.1248
63 | V8536 | VHA PLUS SSII 3GAL CLR INRM | 19.878 | 15.2054 | 1.334 | 1.6012 | 1.7374
63 | V8618 | 18 GAL CONT W/SLIDE TOP NOVA P | 44.8274 | 31.156 | 3.9032 | 4.6849 | 5.0833
63 | V8870 | 18 GAL PHARMASAFETY, NOVA PLUS | 44.9659 | 31.2945 | 3.9032 | 4.6849 | 5.0833
63 | V8900 | VHA PLUS SHRP 1QT RED PHLEBOTM | 47.8011 | 36.2934 | 3.2855 | 3.9434 | 4.2788
63 | V8938 | 18 GA SLIDING TOP, NOVA PLUS | 39.5194 | 27.8558 | 3.33 | 3.9968 | 4.3367
63 | V8970 | VHA PLUS SHRPS 2GAL RED ANCIL | 33.6805 | 25.6919 | 2.2807 | 2.7375 | 2.9703
63 | V8980 | VHA PLUS SHRPS 8GAL RED LG VOL | 34.4147 | 28.9235 | 1.5678 | 1.8817 | 2.0417
63 | V8985 | VHA PLUS SHRPS 8GAL YEL CHEMO | 43.6815 | 34.9806 | 2.4842 | 2.9816 | 3.2352
63 | WPV8506 | SSIII ASSM-LID,SCOOP,DOOR-5QT. | 7.6888 | 7.6888 | 0 | 0 | 0
63 | WPV8536 | SSII, LID, DOOR, COWL (VHA) | 6.1033 | 6.1033 | 0 | 0 | 0
63 | WP0001PKG | LABEL KIT, 20 COUNT | 2.6842 | 2.6842 | 1e-05 | 0 | 0
63 | WP0002PKG | LABEL KIT, 5 COUNT | 0.81237 | 0.81236 | 1e-05 | 0 | 0
63 | WP0003PKG | LABEL KIT, 14 COUNT | 1.7939 | 1.7939 | 1e-05 | 0 | 0
63 | WP2200 | WHITE 2 GA LID W/RED SNAPCAP | 1.5889 | 0.5032 | 0.30996 | 0.40368 | 0.37204
63 | WP2201 | WHITE 2 GA LID W/YELL SNAPCAP | 0.50372 | 0.50372 | 0 | 0 | 0
63 | WP2201MA | *2 GA MAIL AWAY W/YELL SNAPCAP | 1.0857 | 0 | 0.30996 | 0.40368 | 0.37204
63 | WP2202 | BLUE 2 GA LID W/YELLOW SNAPCAP | 0.50291 | 0.50291 | 0 | 0 | 0
63 | WP3204 | LID & SNAP CAP ASSEMBLY BIOHAZ | 1.05 | 0.50088 | 0.15678 | 0.18817 | 0.20418
63 | WP3205 | *LID&SNAPCAP GSKT ASSM BIOHAZ | 5.3719 | 0 | 1.5337 | 1.9974 | 1.8408
63 | WP3206 | LID & SNAP CAP ASSEM/NO GASKET | 1.5996 | 0.5014 | 0.31355 | 0.37634 | 0.40835
63 | WP4810 | ASSEMBLY OF 7 & 10 GAL TOR LID | 2.3717 | 1.8464 | 0.14996 | 0.17999 | 0.1953
63 | WP4817 | *LID SUBASMBLY 7 & 10 GAL GSKT | 1.4948 | 1e-05 | 0.42676 | 0.55579 | 0.51223
63 | WP4836 | GATOR GUARD LID ASSBLY | 11.4012 | 10.1407 | 0.3599 | 0.43198 | 0.46871
63 | WP4836BK | 5QT RCRA, BLACK LID ASSEMBLY | 16.2747 | 15.0141 | 0.3599 | 0.43198 | 0.46871
63 | WP4836MDS | *GATORGUARD LID ASSEMBLY FOR | 0 | 0 | 0 | 0 | 0
63 | WP4837 | *GATORGUARD LID ASSEMBLY FOR | 0 | 0 | 0 | 0 | 0
63 | WP4837MDS | *GATORGUARD LID ASSBLY FOR | 0 | 0 | 0 | 0 | 0
63 | WP4837PSS | *GATORGUARD LID ASMBLY FOR 044 | 0 | 0 | 0 | 0 | 0
63 | WP7024K | CLR 2 GAL AUTO DROP ROTOR LID | 0.99201 | 0.17358 | 0.23366 | 0.28046 | 0.30431
63 | WP7025N-0 | *2 GAL CLEAR LID CUT & TRIMMED | 0.764 | 0 | 0.21812 | 0.28407 | 0.26181
63 | WP7026 | 1QT 8900 LID PACKED INTO I/C | 15.9422 | 4.8643 | 3.1628 | 3.7962 | 4.119
63 | WP7026EA | *1 QUART LID | 0.25454 | 0 | 0.07267 | 0.09464 | 0.08723
63 | WP7026EC | *1QT 8900 LID W/AUTODROP ADPTR | 25.4546 | 4e-05 | 7.2673 | 9.4645 | 8.7227
63 | WP7026P | 1QT 8900 LID FOR 065 PSS I/C | 22.2399 | 4.5123 | 5.0613 | 6.0748 | 6.5914
63 | WP7029N | ASSEM.OF 8910 HOLDER&FOAM TAPE | 0.77173 | 0.26614 | 0.14435 | 0.17325 | 0.18799
63 | WP7041BR-0 | *INROOM DOOR DIE CUT - BROWN | 0.24487 | 0 | 0.06991 | 0.09105 | 0.08391
63 | WP7042N | *5-QT CONTAINER CLEAR 8508 | 0.18932 | 0 | 0.05405 | 0.07039 | 0.06488
63 | WP7042RHC | *5 QT CONTAINER | 0.18932 | 0 | 0.05405 | 0.07039 | 0.06488
63 | WP7044N-0 | *3 GAL CLEAR LID CUT & TRIMMED | 0.382 | 0 | 0.10906 | 0.14204 | 0.1309
63 | WP7048 | *HANDSFREE NDL RESHEATHER | 0 | 0 | 0 | 0 | 0
63 | WP7102 | ASSY OF 1&2GA SLIDE TOP LID GP | 0.5119 | 0.28795 | 0.06394 | 0.07674 | 0.08327
63 | WP7408 | DISP THREAD ASSM | 1.4676 | 1.263 | 0.05843 | 0.07609 | 0.07013
63 | WP7409 | HOLDER BODY ASSEMBLED-BULKED | 1.4152 | 0.26921 | 0.32718 | 0.3927 | 0.4261
63 | WP7417 | 12/18 GA HOTAIR STK CHEMO LID | 4.5788 | 2.9766 | 0.45745 | 0.54905 | 0.59574
63 | WP7417BL | LID 12/18 GALLON | 4.5931 | 2.9909 | 0.45745 | 0.54905 | 0.59574
63 | WP7417BLNB | NON-BIO PHARMA LID 12/18 GAL. | 5.1536 | 2.4796 | 0.76343 | 0.91632 | 0.99424
63 | WP7417P | 12/18 GAL SLD TOP LID | 4.5988 | 2.9965 | 0.45745 | 0.54905 | 0.59574
63 | WP7418 | 12/18 GAl SLD TOP GSKT LID | 4.5895 | 2.9873 | 0.45745 | 0.54905 | 0.59574
63 | WP7445 | 8 GA HEAT STK LID RAILS DOORS | 1.5334 | 0.57837 | 0.27266 | 0.32726 | 0.35509
63 | WP7449 | 8 GA CHEMO LID-HOT AIR STAKED | 4.5008 | 2.8986 | 0.45745 | 0.54905 | 0.59574
63 | WP7450 | 8 GAL SLIDE TOP GASKETED LID | 4.5116 | 2.9093 | 0.45745 | 0.54905 | 0.59574
63 | WP7450BL | 8 GA SLIDETOP GASKETD LID | 4.4721 | 2.8698 | 0.45745 | 0.54905 | 0.59574
63 | WP7450BLNB | NON-BIO 8 GAL SLDTOP GSKT LID | 6.0436 | 2.3478 | 1.0552 | 1.2665 | 1.3742
63 | WP7457 | *PRINTED DOOR FOR SSI | 0.09047 | 0 | 0.02583 | 0.03364 | 0.031
63 | WP7457MW | *PRINTED DOOR SSI-3-1/2% M.W. | 0.09047 | 0 | 0.02583 | 0.03364 | 0.031
63 | WP7462 | SHARPSTAR II PRINTED DOOR | 0.12536 | 0.12536 | 0 | 0 | 0
63 | WP7462NB | NON-BIO SHPSTR PRINTED DOOR | 0.12536 | 0.12536 | 0 | 0 | 0
63 | WP7462P | *SSII PRNTD DOOR RED PhmaSfty | 0.1043 | 0 | 0.02978 | 0.03878 | 0.03574
63 | WP7464 | BULK PACK 2.2 QT LIDS | 0.11673 | 0.11673 | 0 | 0 | 0
63 | WP7477 | 8/12/18 GAL. CHEMO HOOD | 0.78807 | 0.17715 | 0.24587 | 0.17508 | 0.18997
63 | WP7477NB | NON-BIO 8/12/18 GAL CHEMO HOOD | 0.27681 | 0.17681 | 0.1 | 0 | 0
63 | WP7478 | CHEMO CAP DISC ASSM | 1.1651 | 0.21015 | 0.27265 | 0.32725 | 0.35508
63 | WP7479 | *18 GAL W/LABEL BULKED RED | 0.56175 | 0 | 0.16038 | 0.20887 | 0.1925
63 | WP7483 | 12/18 GA BIO LID ASSM | 1.6403 | 0.62901 | 0.28874 | 0.34656 | 0.37604
63 | WP7502 | 5QT. DOOR - ASSEMBLY | 0.08831 | 0.08831 | 0 | 0 | 0
63 | WP7502MW | 5 QT DOOR ASSMBLY MED WASTE | 0.11133 | 0.11133 | 0 | 0 | 0
63 | WP7505 | PAD PRINTED LID | 2.0923 | 0.17144 | 0.5484 | 0.7142 | 0.65822
63 | WP7506 | * 2GAL. 5" ROTOR - PAD PRINTED | 0.72227 | 0 | 0.20621 | 0.26855 | 0.24751
63 | WP7563 | *LID SUB ASSEMBLY | 0 | 0 | 0 | 0 | 0
63 | WP7596 | PRINTED TUMBLER FOR GATORGUARD | 0.13266 | 0.13266 | 0 | 0 | 0
63 | WP7603 | *3-1/2 GA ADAPTER W/DOOR ATTCH | 2.283 | 0 | 0.65181 | 0.84888 | 0.78234
63 | WP7605 | ASSMBLY 5QT CLR TORTUOUS LID | 1.4097 | 0.33297 | 0.30742 | 0.36898 | 0.40036
63 | WP7608 | *3-1/2GA ADAPTER W/T LID ATTCH | 2.283 | 0 | 0.65181 | 0.84888 | 0.78234
63 | WP7611 | *19 GAL BIPCO LID | 3.4149 | 2.5554 | 0.24539 | 0.31958 | 0.29453
63 | WP7615 | ASSMLY OF 1&2GAL SLIDE TOP LID | 0.53499 | 0.14057 | 0.11261 | 0.13516 | 0.14665
63 | WP7618 | *SLIDE TOP ASSMBLY RED FR 4GAL | 0.21346 | 0 | 0.06094 | 0.07937 | 0.07315
63 | WP7618Y | *YELW SLIDE TOP ASMBLY FR 4GAL | 0.21346 | 0 | 0.06094 | 0.07937 | 0.07315
63 | WP7623 | SS4 HOT STAMPED DOOR | 1.4107 | 0.19166 | 0.34804 | 0.41774 | 0.45327
63 | WP7633 | PRINTED DOOR FOR 5QT RCRA LID | 0.13249 | 0.13249 | 0 | 0 | 0
63 | WP8301 | *SHRP SHTTLE TUBE/CAP/LBL ASMY | 0.81085 | 0 | 0.2315 | 0.30149 | 0.27786
63 | WP8502U | DOOR LID ASSM W/UNWINDER | 0.77259 | 0 | 0.22058 | 0.26475 | 0.28726
63 | WP8506 | SSIII ASSM-LID,SCOOP,DOOR-5QT. | 7.6888 | 7.6888 | 0 | 0 | 0
63 | WP8506EA | *SSIII ASSM-LID,SCOOP,DOOR,5QT | 1.5833 | 0 | 0.45203 | 0.5887 | 0.54256
63 | WP8506MW | 5 QT SSIII LID ASSMY MED WASTE | 8.528 | 8.528 | 0 | 0 | 0
63 | WP8508 | *ASSY.LID,SCOOPDOOR 5QT TAMPER | 8.2132 | 0 | 2.3449 | 3.0538 | 2.8145
63 | WP8508EA | *1SSY LID,SCOOP,DOOR 5QTTAMPER | 0.41065 | 0 | 0.11724 | 0.15269 | 0.14072
63 | WP8508MW | *ASSY.LID,SCOOP,DR 5QT MW TAMP | 8.2132 | 1e-05 | 2.3449 | 3.0538 | 2.8145
63 | WP8508MWEA | *ADDY-LID,SCOOP,DR 5QT.MW TAMP | 0.955 | 0 | 0.27265 | 0.35509 | 0.32726
63 | WP8510 | LID/DOOR ASSEMBLED | 0.51519 | 0.12448 | 0.11155 | 0.13389 | 0.14527
63 | WP8510-0-1 | *NOTCHED LID/DOOR OPEN ASSMBLY | 0.19534 | 0 | 0.05577 | 0.07263 | 0.06694
63 | WP8512-0-1MW | *5QT LID/SCOOP ASSEM.MED.WASTE | 0.54862 | 0 | 0.15663 | 0.20399 | 0.188
63 | WP8512-0-1N | *LID & DOOR & SCOOP ASSY 5 QT. | 0.54862 | 0 | 0.15663 | 0.20399 | 0.188
63 | WP8512U | LID,DOOR,SCOOP ASSM 5QT UNWIND | 1.2961 | 0.57982 | 0.20449 | 0.24544 | 0.26631
63 | WP851201MW | *5QT LID/SCOOP ASSEM MED WASTE | 0.54862 | 0 | 0.15663 | 0.20399 | 0.188
63 | WP851201N | LID/DOOR SCOOP ASSY 5QT | 1.2939 | 0.57765 | 0.20449 | 0.24544 | 0.26631
63 | WP8520MW | COWL&LID ASMBLY 3.5% MED WASTE | 0.66613 | 0 | 0.19018 | 0.22827 | 0.24768
63 | WP8520N | COWL/DOOR & LID ASSEM CLEAR | 1.1584 | 0.49226 | 0.19018 | 0.22827 | 0.24768
63 | WP8520N-0-1 | *COWL & DIE CUT LID ASSY CLEAR | 0.74094 | 0 | 0.21154 | 0.2755 | 0.2539
63 | WP8520N01 | *COWL/DIE CUT LID ASSY CLEAR | 0 | 0 | 0 | 0 | 0
63 | WP8520N02 | COWL/DOOR & LID ASSEM CLEAR | 0.99031 | 0.32421 | 0.19017 | 0.22826 | 0.24767
63 | WP8520RG | *CWL-LID-DR ASMBLY100% REGRIND | 0.382 | 0 | 0.10906 | 0.14204 | 0.1309
63 | WP8520U | COWL & LID ASSM UNWINDER | 1.1595 | 0.49338 | 0.19018 | 0.22827 | 0.24768
63 | WP8526 | 8526 CLEAR LID/ROTOR 3 GAL | 0.9495 | 0.16211 | 0.2248 | 0.26982 | 0.29277
63 | WP8536 | SSII LID, DOOR, COWL | 4.6294 | 4.6294 | 0 | 0 | 0
63 | WP8536EA | *SSII LID, DOOR, & COWL | 1.8399 | 0 | 0.52529 | 0.6841 | 0.63048
63 | WP8540 | SS4 HOOD LID & DOOR ASSEMBLY | 44.607 | 33.8633 | 3.0673 | 3.6816 | 3.9947
63 | WP8820 | *2GAL.PharmaSafety FIP GSK.LID | 2.444 | 0 | 0.69778 | 0.90874 | 0.83752
63 | WP8825 | 2GAL PHARMASAFETY FIP SNAP CAP | 1.2506 | 0.72536 | 0.14996 | 0.17999 | 0.1953
63 | WP8836P | PHARMASAFETY SSII ASSEMBLY | 6.0716 | 6.0716 | 0 | 0 | 0
63 | WP8836PNB | NON-BIO PHARMA SSII ASSEMBLY | 6.0716 | 6.0716 | 0 | 0 | 0
63 | WP8850 | 8 GAL.PHARMASAFETY FIP GKT LID | 1.5336 | 0.67415 | 0.24539 | 0.29453 | 0.31958
63 | WP8860 | 12/18 GAL.PHARMASAFETY FIP LID | 1.9489 | 0.8984 | 0.29992 | 0.35998 | 0.39059
63 | WP8901 | *1QT.8900 CONT LABEL ATTCH RED | 2.2395 | 0 | 0.63938 | 0.83268 | 0.76742
63 | WP8906 | *1QT 8906 CONT LBL ATTCHED | 0.114 | 0 | 0.03255 | 0.04239 | 0.03906
63 | WP8908 | *1QT 8908 CONT LBL ATTACHED | 0.114 | 0 | 0.03255 | 0.04239 | 0.03906
63 | WP8920 | 8920 LID & LOCKING ROTOR ATT. | 41.4949 | 6.5445 | 9.9785 | 11.9767 | 12.9953
63 | WP8920EA | *8920 LID & LKG.ROTOR ATTACHED | 0.29135 | 0 | 0.08318 | 0.10833 | 0.09984
63 | WP8935 | 12 GA HEAT STK LID DOOR &RAILS | 1.8508 | 0.74151 | 0.31671 | 0.38013 | 0.41246
63 | WP8950 | *8950 LID & LOCKING ROTOR ATT | 0.34969 | 0 | 0.09984 | 0.13002 | 0.11983
63 | WP8950SA | LID & LKG ROTOR ATTCH. 8950SA | 0.14029 | 0.14029 | 0 | 0 | 0
63 | WP8961 | *8961 PAD PRINTED/ROTORED LID | 1.0232 | 0 | 0.29213 | 0.38045 | 0.35063
63 | WP8964 | LID AND ROTOR ASSEMBLY | 1.0675 | 0.47066 | 0.17041 | 0.20454 | 0.22193
63 | WP8965MW | COWL & LID ASSY MED.WASTE | 0.99127 | 0.32516 | 0.19018 | 0.22826 | 0.24767
63 | WP8965N | COWL & LID ASSEMBLY CLEAR | 0.99625 | 0.33014 | 0.19018 | 0.22826 | 0.24767
63 | WP8965N-0-1 | *COWL & DIE CUT LID ASSY CLEAR | 0 | 0 | 0 | 0 | 0
63 | WP8965N01 | *COWL & DIE CUT LID ASSY CLEAR | 0.764 | 0 | 0.21812 | 0.28407 | 0.26181
63 | WP8965U | COWL & LID ASSM UNWINDER | 0.99737 | 0.33126 | 0.19018 | 0.22826 | 0.24767
63 | WP8979 | SEE THRU LID & LOCK ROTOR ATT. | 0.60099 | 0.19273 | 0.11656 | 0.1399 | 0.1518
63 | WP8980-C | 8980C LID & LOCK ROTOR - CLR | 0.98714 | 0.46189 | 0.14996 | 0.17999 | 0.1953
63 | WP8982 | SNAP CAP W/ POURED GASKET LID | 0.97761 | 0.71498 | 0.07498 | 0.09 | 0.09765
63 | WP8982MA | *SNAP CAP GSKT MAIL AWAY LID | 2.6244 | 0 | 0.74928 | 0.97581 | 0.89933
63 | WP8985 | WHT HINGED,FIP LID,SINGLE PASS | 1.5535 | 0.69404 | 0.24539 | 0.29453 | 0.31958
63 | WP8986 | 8 GAL.HINGED FOAM IN PLACE LID | 1.5643 | 0.70479 | 0.24539 | 0.29453 | 0.31958
63 | WP8998 | 18GAL.HINGED/FIP/CHEMO LID | 1.9416 | 0.89101 | 0.29994 | 0.36 | 0.39062
63 | WP8998P | 12/18 GALLON HINGED FIP LID | 2.0921 | 1.0416 | 0.29992 | 0.35998 | 0.39059
63 | WP8999 | 12/18 GAL.HINGED FIP LID | 2.8118 | 0.90176 | 0.54531 | 0.65452 | 0.71018
63 | X1020 | *HINGE PINS | 0.107 | 0.107 | 0 | 0 | 0
63 | X1042 | *OVERSHIPPER FOR 85301H | 0.31 | 0.31 | 0 | 0 | 0
63 | X1042A | *OVERSHIPPER FOR 85301H | 0.49 | 0.49 | 0 | 0 | 0
63 | X1047 | *OVERSHIPPER FOR 8550LG | 0.82 | 0.82 | 0 | 0 | 0
63 | X1111 | *R1274 OVERSHIPPER FOR 85161H | 0.5 | 0.5 | 0 | 0 | 0
63 | X1209A | *LABEL SM/MED/LARGE | 0.19 | 0.19 | 0 | 0 | 0
63 | X1501 | *18-1/8 X 28-3 SLOT PARTITION | 0.343 | 0.343 | 0 | 0 | 0
63 | X1502 | *18-1/8 X 28-4 SLOT PARTITION | 0.31 | 0.31 | 0 | 0 | 0
63 | X1507 | *BULK BOX SSII SCOOP PAD | 0.33 | 0.33 | 0 | 0 | 0
63 | X1611 | *OVERSHIPPER FOR PROGUARD | 1.165 | 1.165 | 0 | 0 | 0
63 | X1615 | *O/S FOR R7511A BIOMAX LID | 1.53 | 1.53 | 0 | 0 | 0
63 | X1616 | *DIVIDER FOR 30 GAL.BIOMAX LID | 0.27 | 0.27 | 0 | 0 | 0
63 | X1629 | *#1 BULK BOX | 2.44 | 2.44 | 0 | 0 | 0
63 | X1631 | *#3 BULK BOX | 2.03 | 2.03 | 0 | 0 | 0
63 | X1632 | *#4 BULK BOX | 3.96 | 3.96 | 0 | 0 | 0
63 | X1633 | *#5 BULK BOX | 3.52 | 3.52 | 0 | 0 | 0
63 | X1636 | *DIVIDER | 0.32 | 0.32 | 0 | 0 | 0
63 | X3018 | *BTM SEAL BAG 20" X 18" X 30" | 0.28 | 0.28 | 0 | 0 | 0
63 | X9806 | *GLUCOPON SPRAY | 9.5 | 9.5 | 0 | 0 | 0
63 | X98140 | BLACK PAD INK | 67.295 | 67.295 | 0 | 0 | 0
63 | X98141 | RED PAD INK | 68.3012 | 68.3012 | 0 | 0 | 0
63 | X98142 | THINNER FOR PAD PRINTING | 2584 | 2584 | 0 | 0 | 0
63 | X98146 | ADDITIVE FOR PAD PRINTER | 100.626 | 100.626 | 0 | 0 | 0
63 | X9815 | *DAP CONTACT CEMENT | 0 | 0 | 0 | 0 | 0
63 | X98151 | ORANGE PAD INK | 68.3012 | 68.3012 | 0 | 0 | 0
63 | X9894 | PURGING SOLVENT # 030-602C-226 | 20 | 20 | 0 | 0 | 0
63 | X9896 | *4x3 SLIT SCORED SHEET - 48BC | 0.058 | 0.058 | 0 | 0 | 0
63 | X9898 | Videojet Ink V411D | 97.39 | 97.39 | 0 | 0 | 0
63 | X9899 | Videojet Mekeup Fluid V706D | 18.51 | 18.51 | 0 | 0 | 0
63 | X9900 | PLGR 12ML W/EXTENDED FLANGE | 0.00616 | 0.00616 | 0 | 0 | 0
63 | X9901 | THINNER VD TRANS TECH | 81 | 81 | 0 | 0 | 0
63 | X9902 | Polybag, 13 inch x 10 inch | 0 | 0 | 0 | 0 | 0
63 | ZAZ1006 | *FINAL ASSEMBLY - 8980FP | 0 | 0 | 0 | 0 | 0
63 | ZAZ1008 | *FINAL ASSEMBLY 8981FP | 0 | 0 | 0 | 0 | 0
63 | ZAZ1030 | *FINAL ASSEMBLY - 8940FP | 0 | 0 | 0 | 0 | 0
63 | ZAZ1032 | *MECHANISM ASSEMBLY FOR 8940FP | 0 | 0 | 0 | 0 | 0
63 | ZBZ0002 | *LINKAGE BAR NI-CHROME | 0 | 0 | 0 | 0 | 0
63 | ZBZ0003 | *GENERIC CART VINYL COATED | 0 | 0 | 0 | 0 | 0
63 | ZBZ0004 | *REAR ATTACHMENT SUPPORTS PLN | 0 | 0 | 0 | 0 | 0
63 | ZBZ0005 | *FRONT ATTACH SUPPORTS PLAIN | 0 | 0 | 0 | 0 | 0
63 | ZBZ0007 | *TOP CARRIER ASSEMBLYNI-CHROME | 0 | 0 | 0 | 0 | 0
63 | ZBZ0008 | *CARRIER ASSEMBLY NI-CHROME | 0 | 0 | 0 | 0 | 0
63 | ZBZ0010 | *SLIDE RAIL NI-CHROME | 0 | 0 | 0 | 0 | 0
63 | ZBZ0012 | *LEFT BUCKET SUPPORT SUBASSMLY | 0 | 0 | 0 | 0 | 0
63 | ZBZ0014 | *RIGHT BUCKET SUPPORT SUBASMLY | 0 | 0 | 0 | 0 | 0
63 | ZBZ1010 | *MAIN SUB ASSEMBLY 8980FP | 0 | 0 | 0 | 0 | 0
63 | ZBZ1011 | *LID HOLDER SUPPORTSUBASSEMBLY | 0 | 0 | 0 | 0 | 0
63 | ZBZ1012 | *FOOT PEDAL SUBASSEMBLY | 0 | 0 | 0 | 0 | 0
63 | ZBZ1026 | BENT SLIDE RAIL ASSEMBLY | 0.01553 | 0.01553 | 0 | 0 | 0
63 | ZBZ1027 | *PIVOT LINKAGE ASSEMBLY | 0 | 0 | 0 | 0 | 0
63 | ZBZ1028 | MAIN LINKAGE ASSEMBLY | 6.823 | 6.823 | 0 | 0 | 0
63 | ZBZ1029 | *LINKAGE & HOLDER ASSEMBLY | 0 | 0 | 0 | 0 | 0
63 | ZBZ1032 | *SLIDE RAIL ASSEMBLY 8981FP | 0 | 0 | 0 | 0 | 0
63 | ZBZ1035 | *FOOT PEDAL ASSEMBLY 8981FP | 0 | 0 | 0 | 0 | 0
63 | ZBZ1036 | *TOP CARRIER ASSEMBLY 8981FP | 0 | 0 | 0 | 0 | 0
63 | ZBZ1037 | *TOP CARRIER SUBASSEMBLY | 0 | 0 | 0 | 0 | 0
63 | ZBZ1039 | *GENCART ASSMY-PRIOR TO COATNG | 0 | 0 | 0 | 0 | 0
63 | ZDZ1170 | *CART FRAME | 0 | 0 | 0 | 0 | 0
63 | ZNZ1004 | *FINISHED ASSEMBLY 8991FP | 0 | 0 | 0 | 0 | 0
63 | 015022 | SYR 12CCLK COOPER W/RING STOP | 0.10575 | 0.03014 | 0.02177 | 0.02386 | 0.02998
63 | 0300620 | POLYPRO 3622 TOTAL PETROCHEM | 0.815 | 0.815 | 0 | 0 | 0
63 | 0301001 | POLYPRO 535 | 0.93107 | 0.93107 | 0 | 0 | 0
63 | 0301006 | POLYPRO 7824MR | 0.855 | 0.855 | 0 | 0 | 0
63 | 0301009 | RESIN, POLYPROPYLENE P5M6K-080 | 1.0794 | 1.0794 | 0 | 0 | 0
63 | 0301016 | *Atofina 6844CR Polypro Resin | 0 | 0 | 0 | 0 | 0
63 | 039 | *1QT RED PHLEB CONT PSS | 40.6224 | 0 | 11.5978 | 15.1042 | 13.9204
63 | 40 | 5QT PSS CONT BG TORT LID | 14.8416 | 0 | 4.2373 | 5.0859 | 5.5184
63 | 0400130 | *COLORANT SILVER CPPR3699 | 5.14 | 5.14 | 0 | 0 | 0
63 | 0400132 | COLORANT DK/GREEN CPP17549 | 4.452 | 4.452 | 0 | 0 | 0
63 | 0400145 | COLORANT LAVN AMC2553-P | 8.6118 | 8.6118 | 0 | 0 | 0
63 | 041 | * 2 GAL RED SLIDE TOP PSS | 11.4152 | 0 | 3.2591 | 4.2444 | 3.9117
63 | 042 | 7GAL CONT RED HNG T LID PSS | 11.14 | 0 | 3.1805 | 3.8174 | 4.1421
63 | 0420600 | *RESIN CONCENTRATE AMBER 6298 | 0 | 0 | 0 | 0 | 0
63 | 0420650 | RESIN CONCENTRATE AMBER 6298, T3350CW2 | 6.9318 | 6.9318 | 0 | 0 | 0
63 | 043 | *2.5QT PSS CONT BEIG TOR LID | 20.9454 | 0 | 5.98 | 7.7879 | 7.1775
63 | 044 | 5 QT CONT PSS BEIGE | 8.6426 | 0 | 2.4675 | 2.9616 | 3.2135
63 | 045 | 5 QT ENCLOSURE FOR PSS | 14.635 | 14.635 | 0 | 0 | 0
63 | 046 | *TABLE TOP HOLDER FOR PSSA | 1.9017 | 0 | 0.54295 | 0.7071 | 0.65168
63 | 047 | 2 GAL RED SLIDE TOP MCKESSON | 32.5945 | 24.606 | 2.2807 | 2.7375 | 2.9703
63 | 65 | 1QT RED PHLEB CONT MCKESSON | 57.2245 | 38.8122 | 5.2568 | 6.3095 | 6.846
63 | 1001UD | *RECAPPER ULTIMATE WEIGHTED | 0 | 0 | 0 | 0 | 0
63 | 1002 | *RECAPPER STAND | 0 | 0 | 0 | 0 | 0
63 | 1181200555 | SYR 12ML SR SOFTPACK | 67.6339 | 28.4355 | 11.2872 | 12.3707 | 15.5405
63 | 1181200777 | SYR 12CC LK SOFTPACK | 67.8598 | 27.2373 | 11.6973 | 12.8201 | 16.1051
63 | 1181218100 | SYR 12CC 18X1 SOFTPACK | 39.1984 | 0 | 11.2872 | 12.3707 | 15.5405
63 | 1181220112 | SYR 12CC 20X1-1/2 SOFTPACK | 39.1984 | 0 | 11.2872 | 12.3707 | 15.5405
63 | 1181221100 | SYR 12CC 21X1 SOFTPACK | 63.8176 | 0 | 18.3763 | 20.1403 | 25.3009
63 | 1181221112 | SYR 12CC 21X1-1/2 SOFTPACK | 37.2225 | 0 | 10.7183 | 11.7471 | 14.7571
63 | 1500SA | BLOOD NEEDLE HOLDER | 62.3761 | 0 | 17.8086 | 21.3749 | 23.1926
63 | 1509 | *AUTODROP NEEDLE DISP SYSTEM | 19.9485 | 0 | 5.6954 | 7.4172 | 6.8359
63 | 1510B | *AUTO DROP - PIONEER | 0 | 0 | 0 | 0 | 0
63 | 1510SA | AUTO DROP | 297.4466 | 263.0674 | 9.8154 | 11.781 | 12.7828
63 | 1511 | AUTO DROP HOLDERS | 159.8205 | 144.7416 | 4.3051 | 5.1672 | 5.6067
63 | 1522AC | *2.2 QT PHLEBOTOMY CONTAINER | 4.9826 | 0 | 1.4226 | 1.8526 | 1.7074
63 | 1522SA | 2.2QT PHLEBOTOMY CONTAINER | 33.4908 | 25.6724 | 2.2322 | 2.6792 | 2.907
63 | 1523SA | HOLDER FOR 2.2QT CONTAINER | 17.8796 | 9.2845 | 2.4539 | 3.1958 | 2.9453
63 | 1525SA | 2GAL CONTAINER - AUTO DROP | 41.5007 | 33.5121 | 2.2807 | 2.7375 | 2.9703
63 | 1525Y | *2 GAL TRANS YELLOW AUTODROP | 10.3761 | 0 | 2.9624 | 3.858 | 3.5557
63 | 1530SA | *PEDIATRIC BLOOD NEEDLE HOLDER | 78.1359 | 0 | 22.3081 | 29.0524 | 26.7754
63 | 1556SA | *PATIENT ACCESS TRAY - RED | 0 | 0 | 0 | 0 | 0
63 | 2020NA | *2GAL MAIL-AWAY WALL BRACKET | 11.384 | 0 | 3.2502 | 4.2328 | 3.9011
63 | 3000311 | CAP 12CC TW CLEAR | 0.00376 | 0.00376 | 0 | 0 | 0
63 | 3001810 | *CAP ORAL TIP CLEAR BAGGED 100 | 0 | 0 | 0 | 0 | 0
63 | 3100510 | SLV 12CC RIB OPEN | 0 | 0 | 0 | 0 | 0
63 | 3100601 | SLV 12 ML CLD | 0.01236 | 0.01236 | 0 | 0 | 0
63 | 3101001P | *SLEEVE 60CCC CLOSED-PHANTOM | 0 | 0 | 0 | 0 | 0
63 | 31139747 | KEY FOR HIDDEN BRACKET | 7.2625 | 4.423 | 0.81071 | 0.97306 | 1.0558
63 | 31139770 | *1QT TRAY BRACKET | 4.0195 | 0 | 1.1476 | 1.4945 | 1.3774
63 | 31139788 | * WALL/CART BRACKET | 7.5773 | 0 | 2.1633 | 2.8174 | 2.5966
63 | 31139820 | *10 GAL WIRE FLOOR STAND | 36.1238 | 0 | 10.3134 | 13.4315 | 12.3788
63 | 31139838 | *WALL WIRE BRACKET | 0 | 0 | 0 | 0 | 0
63 | 31139846 | *PLASTIC GLOVE BOX HOLDER | 0 | 0 | 0 | 0 | 0
63 | 31139861 | *1 QT WIRE WALL/CART BRACKET | 11.8293 | 0 | 3.3773 | 4.3983 | 4.0536
63 | 31139929 | *1 GAL LOCKING DEVICE | 12.0097 | 0 | 3.4288 | 4.4654 | 4.1155
63 | 31139994 | *PAD LOCK FOR SHARPS | 1.9863 | 0 | 0.56709 | 0.73853 | 0.68065
63 | 31140034 | *3-1/2 GAL WIRE BRACKET | 10.0002 | 0 | 2.8551 | 3.7183 | 3.4268
63 | 31140042 | *5GAL PRINTED CHEMO CONTAINER | 22.8303 | 0 | 6.5181 | 8.4887 | 7.8234
63 | 31140075 | *2GAL PRINTED CHEMO CONTAINER | 32.6141 | 0 | 9.3114 | 12.1265 | 11.1761
63 | 31142222 | 2 GAL CONT RED SLIDE TOP | 28.9022 | 23.9634 | 1.41 | 1.6924 | 1.8363
63 | 31143525 | *7.5 GAL CONT YEL HINGED LID | 13.7739 | 0 | 3.9325 | 4.72 | 5.1214
63 | 31143533 | 7.5 GAL CONT RED HINGED LID | 13.7739 | 0 | 3.9325 | 4.72 | 5.1214
63 | 31143541 | *5GAL PRINTED BIO-HAZ CONTAINE | 32.6141 | 0 | 9.3114 | 12.1265 | 11.1761
63 | 31143640 | *1QT PHLEBOTOMY CONT YELLOW | 40.6224 | 0 | 11.5978 | 15.1042 | 13.9204
63 | 31143657 | *1QT RED PHELBOTOMY CONTAINER | 40.6225 | 0 | 11.5978 | 15.1042 | 13.9204
63 | 31143665 | 10 GAL CONT RED HNG TOR LID | 31.2975 | 28.2176 | 0.87931 | 1.0554 | 1.1451
63 | 31143699 | 1GAL CONT RED SLIDE TOP | 44.9699 | 30.7291 | 4.0658 | 4.88 | 5.295
63 | 31143715 | *1 GAL YELLOW SLIDE TOP | 52.7081 | 38.4672 | 4.0658 | 4.88 | 5.295
63 | 31143723 | * 5QT CONT TRANS BEIGE TORT | 11.4152 | 0 | 3.2591 | 4.2444 | 3.9117
63 | 31143731 | 2 GAL CONT RED SLIDE TOP | 22.8303 | 0 | 6.5181 | 7.8234 | 8.4887
63 | 31143756 | * 2 GAL CONT YELLOW SLIDE TOP | 11.4152 | 0 | 3.2591 | 4.2444 | 3.9117
63 | 31143757 | *2 GAL CONT YELLOW SLIDE TOP | 7.9885 | 0 | 2.2807 | 2.7375 | 2.9703
63 | 31143764 | *4 GAL CONT YELLOW SLIDE TOP | 5.7076 | 0 | 1.6296 | 2.1222 | 1.9559
63 | 31143798 | 10 GAL CONT YELLOW HNG TOR LID | 31.4825 | 28.4027 | 0.87931 | 1.0554 | 1.1451
63 | 31143830 | *3.5 GAL CONT T RED TOR ADPTR | 10.1467 | 0 | 2.8969 | 3.7727 | 3.4771
63 | 31143848 | *3.5 GAL CONT T BEIGE T ADPTR | 10.1467 | 0 | 2.8969 | 3.7727 | 3.4771
63 | 31143897 | 5QT CONT CLEAR TOR LID | 76.4796 | 61.638 | 4.2373 | 5.0859 | 5.5184
63 | 31143921 | *2.5QT CONT BEIGE TORT LID | 20.9454 | 0 | 5.98 | 7.7879 | 7.1775
63 | 31143988 | * SYRINGE TRANSFER CUP | 131.2089 | 0 | 37.4605 | 48.786 | 44.9624
63 | 31144010 | 5 QT CONT TRANS RED TOR LID | 76.4732 | 61.6316 | 4.2373 | 5.0859 | 5.5184
63 | 31144085 | *2.5 QT CONT RED TORT PATH | 20.9454 | 0 | 5.98 | 7.7879 | 7.1775
63 | 31144093 | *3.5GAL CONT TBEIGE ADPT DOOR | 10.1467 | 0 | 2.8969 | 3.7727 | 3.4771
63 | 31156550 | 7 GAL CONT RED HINGED TOR LID | 56.7073 | 45.5673 | 3.1805 | 3.8174 | 4.1421
63 | 31156568 | * 7 GAL CONT RED GASKET LID | 40.1766 | 0 | 11.4705 | 14.9384 | 13.7676
63 | 31156873 | *2.5QT FSHR CONT RED TOR LID | 20.9454 | 0 | 5.98 | 7.7879 | 7.1775
63 | 31156915 | * 2 GAL FISHER RED SLIDE TOP | 11.4152 | 0 | 3.2591 | 4.2444 | 3.9117
63 | 31156916 | 2 GAL FISHER RED SLIDE TOP | 32.5708 | 24.5823 | 2.2807 | 2.7375 | 2.9703
63 | 31157111 | 1 GAL FISHER RED SLIDE TOP | 45.5552 | 31.3143 | 4.0658 | 4.88 | 5.295
63 | 31157160 | 10GAL CONT RED HNG T LID FSHER | 31.2803 | 28.2005 | 0.87931 | 1.0554 | 1.1451
63 | 31157178 | * 10 GAL CONT RED GASKET LID | 20.9594 | 0 | 5.984 | 7.7931 | 7.1823
63 | 31158507 | * WALL ENCLOSURE CLEAR | 0 | 0 | 0 | 0 | 0
63 | 31158549 | *WALL ENCLOSURE ALMOND BACK | 0 | 0 | 0 | 0 | 0
63 | 31158572 | *IN ROOM BRACKET W/ HINGE | 17.6295 | 0 | 5.0333 | 6.555 | 6.0412
63 | 31158960 | *HIDDEN BRACKET | 0 | 0 | 0 | 0 | 0
63 | 31159315 | *7 GAL CHEMO YELLOW GASKET LID | 40.1766 | 0 | 11.4705 | 14.9384 | 13.7676
63 | 31159315CR | *7 GALLON RED CHEMO | 8.8786 | 0 | 2.5349 | 3.3012 | 3.0425
63 | 31159323 | *10 GAL CHEMO YELLOW GASKET LD | 20.9594 | 0 | 5.984 | 7.7931 | 7.1823
63 | 31176871 | *3.5GAL CONT TRANS RED ADPTR | 10.1467 | 0 | 2.8969 | 3.7727 | 3.4771
63 | 31180378 | 7 GAL CONT YELLOW HNG TOR LID | 56.9001 | 45.7601 | 3.1805 | 3.8174 | 4.1421
63 | 31300646 | *3.5 GAL TRNS YELLW ADAPTER DR | 8.595 | 0 | 2.4539 | 2.9453 | 3.1958
63 | 31300687 | *3.5 GAL T YELLOW TOR ADAPTER | 10.1467 | 0 | 2.8969 | 3.7727 | 3.4771
63 | 31300877 | * 2 GAL TRANS YELLOW SLIDE TOP | 11.4152 | 0 | 3.2591 | 4.2444 | 3.9117
63 | 31300878 | 2 GAL TRANS YELLOW SLIDE TOP | 34.3225 | 24.1804 | 2.8956 | 3.4754 | 3.771
63 | 31300901 | *2.5 QT CONT TRANS YEL TOR LD | 20.943 | 0 | 5.9793 | 7.1767 | 7.787
63 | 31300919 | 5 QT CONT TRANS YELLOW TOR LID | 76.4304 | 61.5888 | 4.2373 | 5.0859 | 5.5184
63 | 31306759 | *7 GAL CONT YELLOW GASKET LID | 40.1766 | 0 | 11.4705 | 14.9384 | 13.7676
63 | 31306775 | *10 GAL CONT YELLOW GASKET LID | 20.9594 | 0 | 5.984 | 7.7931 | 7.1823
63 | 31307005 | *3 GAL SMOKE FRONT SHARPS ENCL | 0 | 0 | 0 | 0 | 0
63 | 31307013 | *GLOVE BOX | 0 | 0 | 0 | 0 | 0
63 | 3131010P | BARL 412C STR 7824MR UPT | 0.01084 | 0.01084 | 0 | 0 | 0
63 | 31314886 | 3 GAL GATORGUARD TRANS RED | 41.6868 | 36.5298 | 1.4723 | 1.7672 | 1.9175
63 | 31315081 | *3 GAL GATORGUARD CONT CLEAR | 11.7465 | 0 | 3.3537 | 4.3676 | 4.0252
63 | 31317475 | *3 GAL GATORGRD CONT T BEIGE | 11.7465 | 0 | 3.3537 | 4.3676 | 4.0252
63 | 31317483 | 3 GAL GATORGRD CONT T YELLOW | 41.6625 | 36.5056 | 1.4723 | 1.7672 | 1.9175
63 | 31320016 | *SHARPS TABLE TOP HOLDER | 5.7076 | 0 | 1.6296 | 2.1222 | 1.9559
63 | 31320032 | *GLOVE BOX | 0 | 0 | 0 | 0 | 0
63 | 31322699 | *5 GAL BIO-HAZ CONT FISHER | 32.6141 | 0 | 9.3114 | 12.1265 | 11.1761
63 | 31322723 | 3.5 GAL FSHR T RED ADPTR LID | 34.9869 | 26.3919 | 2.4539 | 2.9453 | 3.1958
63 | 31323085 | *5QT CONT FISHER CLEAR TOR LID | 11.4152 | 0 | 3.2591 | 4.2444 | 3.9117
63 | 31323101 | *2.5QT FISHER BEIGE TORT LID | 20.9454 | 0 | 5.98 | 7.7879 | 7.1775
63 | 31323119 | *3.5GAL FISHER T BEIGE ADPTR | 10.1467 | 0 | 2.8969 | 3.7727 | 3.4771
63 | 31323168 | 7 GAL FISHER RED HNG TORT LID | 57.1338 | 45.9937 | 3.1805 | 3.8174 | 4.1421
63 | 31323176 | 5 QT FISHER CONT T RED TOR LID | 76.9084 | 62.0668 | 4.2373 | 5.0859 | 5.5184
63 | 31323291 | *2GAL GATORGUARD CONT CLEAR | 13.6087 | 0 | 3.8853 | 5.06 | 4.6634
63 | 31323325 | *2GAL GATORGRD CONT TRAN BEIGE | 13.6087 | 0 | 3.8853 | 5.06 | 4.6634
63 | 31323333 | 2 GAL GATORGUARD CONT TRAN RED | 46.1822 | 34.3527 | 3.3774 | 4.0537 | 4.3985
63 | 31323358 | 2 GAL GATORGUARD CONT T YELLOW | 46.1617 | 34.3321 | 3.3774 | 4.0537 | 4.3985
63 | 31324174 | *1GAL FISHER BEIGE SLIDE TOP | 49.8414 | 38.1695 | 3.3324 | 4.3398 | 3.9997
63 | 31324240 | 7.5 GAL FISHER RED HINGED LID | 13.7739 | 0 | 3.9325 | 4.72 | 5.1214
63 | 31325049 | *1QT RED PHLEB CONT FISHER | 9.1321 | 0 | 2.6073 | 3.3955 | 3.1294
63 | 31325239 | *3.5 GAL FSHR T BEIGE TOR LID | 10.1467 | 0 | 2.8969 | 3.7727 | 3.4771
63 | 31325410 | 1QT RED PHLEB CONT FISHER | 9.8928 | 5.7501 | 1.1828 | 1.4196 | 1.5404
63 | 31353553 | *5 QT JR WALL ENCLOSURE | 0 | 0 | 0 | 0 | 0
63 | 31353579 | *5QT GATORGUARD CONT CLEAR | 13.0357 | 0 | 3.7217 | 4.8469 | 4.467
63 | 31353587 | *5 QT GATORGUARD CONT RED | 13.0357 | 0 | 3.7217 | 4.8469 | 4.467
63 | 31353595 | *5QT GATORGUARD CONT T BEIGE | 13.0357 | 0 | 3.7217 | 4.8469 | 4.467
63 | 31353603 | 5 QT GATORGUARD CONT T RED | 40.8858 | 36.3187 | 1.3039 | 1.565 | 1.6981
63 | 31353611 | 5 QT GATORGUARD CONT T YELLOW | 44.9457 | 36.303 | 2.4675 | 2.9616 | 3.2135
63 | 31369955 | *SHARPS TABLETOP HOLDER | 1.9017 | 0 | 0.54295 | 0.65168 | 0.7071
63 | 31378089 | 19 GALLON BIOHAZARD WASTE | 50.0567 | 37.4555 | 3.5977 | 4.3181 | 4.6854
63 | 31378097 | *19 GALLON CHEMOTHERAPY WASTE | 3.1038 | 0 | 0.88613 | 1.154 | 1.0636
63 | 31378097CR | *19 GALLON CHEMO RED | 3.1038 | 0 | 0.88613 | 1.154 | 1.0636
63 | 3150401 | BBL 12ML SR 535 (PP535) | 0.01079 | 0.01079 | 0 | 0 | 0
63 | 3150403 | 12ML PRTD MGLN BARL - P5M6K-080 | 0.01155 | 0.01155 | 0 | 0 | 0
63 | 3150419 | BBL 12ML SR 3622 RESIN WOS | 0.00856 | 0.00856 | 0 | 0 | 0
63 | 3150420 | BBL 12ML PLK 535 | 0.00996 | 0.00996 | 0 | 0 | 0
63 | 3150429 | BBL 12ML PLK WOS 535 | 0.00961 | 0.00961 | 0 | 0 | 0
63 | 3150431 | BBL 12CC SR WOS 535 | 0.00916 | 0.00916 | 0 | 0 | 0
63 | 3150438 | BBL 12ML SR WOS P5M6K-080 | 0.01134 | 0.01134 | 0 | 0 | 0
63 | 3150450 | BBL 12CC LK 535 WFF (PP535) | 0.00996 | 0.00996 | 0 | 0 | 0
63 | 3154020 | BBL 12 ML LK P5M6K-080 | 0.01155 | 0.01155 | 0 | 0 | 0
63 | 3154021 | BBL 12 ML SR P5M6K-080 | 0.01127 | 0.01127 | 0 | 0 | 0
63 | 3154021CM28 | BBL 12ML SR WFF | 0.01864 | 0.01864 | 0 | 0 | 0
63 | 3154023 | BARREL, 12 ML, ECCENTRIC TIP (SE) | 0.00615 | 0 | 0.00108 | 0.0016 | 0.00347
63 | 3154024 | BBL 12 LK 7824MR W/O FILL RING | 0.00926 | 0.00926 | 0 | 0 | 0
63 | 3154525 | BBL 10ML SPCL SR PRT 7824MR | 0 | 0 | 0 | 0 | 0
63 | 3156001 | BARREL 412 | 0.00939 | 0.00939 | 0 | 0 | 0
63 | 3156002 | BARREL 412 -PTD | 0.00939 | 0.00939 | 0 | 0 | 0
63 | 3157603 | BBL 907S-O | 0.00905 | 0.00905 | 0 | 0 | 0
63 | 3157616 | BBL 10ML AMBER ORAL-MILLIKEN | 0.01627 | 0.01627 | 0 | 0 | 0
63 | 3158220 | *BBL 12mL ORAL TIP | 0 | 0 | 0 | 0 | 0
63 | 3200800 | PLGR 10ML PURPLE 4-LOBE | 0.00842 | 0.00842 | 0 | 0 | 0
63 | 3200801 | *12ML MGLN PLGR - 6844CR | 0 | 0 | 0 | 0 | 0
63 | 3200804 | 12ML MGLN PLGR - PP535 | 0.00606 | 0.00606 | 0 | 0 | 0
63 | 3200805 | PLGR 10ML PURPLE 3-LOBE | 0.00842 | 0.00842 | 0 | 0 | 0
63 | 3201001 | *PLGR 35CC SIL/GRAY | 0 | 0 | 0 | 0 | 0
63 | 3201403 | PLGR 12CC 4-LOBE CLEAR | 0.00606 | 0.00606 | 0 | 0 | 0
63 | 3201413 | PLGR 12CC 3-LOBE CLEAR | 0.00606 | 0.00606 | 0 | 0 | 0
63 | 3201419 | *PLGR 12CC 3-LOBE CL SOFTPK | 0 | 0 | 0 | 0 | 0
63 | 3201428 | PLGR 12ML 3-LOBE NP/GRN | 0.00721 | 0.00721 | 0 | 0 | 0
63 | 3201429 | PLGR 12CC 4-LOBE NP/GRN | 0.00648 | 0.00648 | 0 | 0 | 0
63 | 3201430 | PLGR 12CC W/EXTENDED FLANGE | 0.00606 | 0.00606 | 0 | 0 | 0
63 | 4001204 | 12ML RBR TIP W/TRIM SMOOTH | 0.01583 | 0.01583 | 0 | 0 | 0
63 | 4001801 | RUB TIP 12CC LTX FR 7261/50 | 0.0124 | 0.0124 | 0 | 0 | 0
63 | 4006201 | RUB TIP 12 PARYL. GRAY NIBLESS | 0.03003 | 0.03003 | 0 | 0 | 0
63 | 4006202 | PLUNGER TIP,12ML SMOOTH BLACK | 0.02234 | 0.02234 | 0 | 0 | 0
63 | 410S | 10ML KANGAROO PURPLE SYR NS | 62.4566 | 26.3378 | 10.4004 | 11.3988 | 14.3195
63 | 4101801 | TIP 12 CC RAYCO WG2714 | 0.0124 | 0.0124 | 0 | 0 | 0
63 | 412ABE | AMBER ENFIT 12 ML SYRINGE BULK | 160.0536 | 87.329 | 20.9412 | 22.9513 | 28.8322
63 | 412SE | ENFIT 12 ML SYRINGE | 95.5635 | 55.9278 | 11.4131 | 12.5087 | 15.7138
63 | 4220104 | PRINT TAPE 2-3/8 BLACK | 14.02 | 14.02 | 0 | 0 | 0
63 | 4220125 | TAPE PRINT 3" BLACK 4k/roll | 42.966 | 42.966 | 0 | 0 | 0
63 | 4230505 | INK BLK PM#1/RNT TRANSTECH | 0 | 0 | 0 | 0 | 0
63 | 4500003 | HDNDL 500E 20X1-1/2 A3 PINK | 0.02215 | 0.02215 | 0 | 0 | 0
63 | 4500005 | HDNDL 500E 21 X 1 A3 LAVN | 0.0209 | 0.0209 | 0 | 0 | 0
63 | 4500006 | HDNDL 500E 21 X 1-1/2 A3 LAVN | 0.02126 | 0.02126 | 0 | 0 | 0
63 | 4500009 | HDNDL 500E 22X1-1/2 A3 BLUE | 0.02087 | 0.02087 | 0 | 0 | 0
63 | 4500148 | HDNDL 500E 18X1 I GREEN | 0.02502 | 0.02502 | 0 | 0 | 0
63 | 4500150 | HDNDL 500E 18X1 RBT CHAR/GRAY | 0.02209 | 0.02209 | 0 | 0 | 0
63 | 4500548 | HDNDL 500 RIB 18X1 I GREEN | 0.03575 | 0.03575 | 0 | 0 | 0
63 | 4500702 | HDNDL 500E 21X1-1/2 A3 LAVN | 0 | 0 | 0 | 0 | 0
63 | 4500902 | HDNDL ACCESS PIN BLT SUB ASSEM | 0.06616 | 0.06616 | 0 | 0 | 0
63 | 4500906 | SMARTIP CANNULA | 0.01257 | 0.01257 | 0 | 0 | 0
63 | 4500911 | HDNDL I.V.ACCESS SAT.YELO BULK | 0.226 | 0.226 | 0 | 0 | 0
63 | 4501820 | SYR 12ML ORAL PURPLE SUB | 0.11034 | 0.03473 | 0.02177 | 0.02386 | 0.02998
63 | 4502476 | SYR 12CC LUER LOCK, IRRAD | 0.11046 | 0.03485 | 0.02177 | 0.02386 | 0.02998
63 | 4502492 | *SYR 12ML WFF 18x1 SOFTPACK | 0 | 0 | 0 | 0 | 0
63 | 4502493 | *SYR 12ML WFF 20x1-1/2 SOFTPACK | 0 | 0 | 0 | 0 | 0
63 | 4502494 | *SYR 12ML WFF 21x1 SOFTPACK | 0 | 0 | 0 | 0 | 0
63 | 4502495 | *SYR 12ML WFF 21x1-1/2 SOFTPACK | 0 | 0 | 0 | 0 | 0
63 | 4502497 | *SYR 12ML WFF BLUNT TIP SFTPK | 0 | 0 | 0 | 0 | 0
63 | 4502500 | SYR 12ML WFF MAGELLAN SUB | 0.07473 | 0.03319 | 0.01196 | 0.01311 | 0.01647
63 | 4502560 | NONRFLX 12CC PREFILL SUB 1000 | 0.07992 | 0.04975 | 0.00467 | 0.00996 | 0.01554
63 | 4502565 | NONRFLX 12ML PREFILL SUB 1000 | 1.7358 | 1.6476 | 0.01363 | 0.02911 | 0.04541
63 | 4502570 | 12 ML PREFILL SYRINGE, SUBASSEMBLY | 0.06221 | 0.03429 | 0.00432 | 0.00922 | 0.01438
63 | 4502575 | 12 ML PREFILL SYRINGE, STD FINGER | 0.05931 | 0.03409 | 0.00726 | 0.00796 | 0.01
63 | 4510100 | 12cc Green Plunger - Norfolk | 0 | 0 | 0 | 0 | 0
63 | 4510105 | 12cc Clear Plunger - Norfolk | 0 | 0 | 0 | 0 | 0
63 | 4510200 | BBL 907S-O - Norfolk | 0 | 0 | 0 | 0 | 0
63 | 4590024 | HDNDL I.V. ACCESS SAT. YELO | 0 | 0 | 0 | 0 | 0
63 | 5000109 | POLYBAG PE SW NDL 24X16X38 | 0.21172 | 0.21172 | 0 | 0 | 0
63 | 5000231 | POLY BAG UNPRINTED 13.5X5.5X | 0.05988 | 0.05988 | 0 | 0 | 0
63 | 5022SP | *2 GAL MAIL AWAY SINGLE PACKER | 34.7141 | 0 | 9.911 | 12.9073 | 11.8957
63 | 5022TP | *2 GAL MAIL AWAY TWIN PACKER | 20.0549 | 0 | 5.7257 | 7.4568 | 6.8724
63 | 5030SA | *1.5QT SHRP CNT MAILAWY TWNPK | 55.4517 | 0 | 15.8316 | 20.618 | 19.0021
63 | 5030SP | *1.5QT SHRP CNT.MAILAWY12SNGPK | 168.6042 | 0 | 48.137 | 62.6903 | 57.7769
63 | 5030SPB | *1.5QT SHRP CONT MAILAWAY SNGL | 13.752 | 0 | 3.9262 | 5.1132 | 4.7125
63 | 5030483 | SHRINK WRAP 2ML 30" #7155151 | 0.09808 | 0.09808 | 0 | 0 | 0
63 | 5050B | *3 QT SHRPS BTL TWNPK MAILAWAY | 55.4517 | 0 | 15.8316 | 20.618 | 19.0021
63 | 5050C | *3 QUART WALL BRACKET | 0 | 0 | 0 | 0 | 0
63 | 5050SA | *3 QT SHRPS BTL MAILAWY TWINPK | 68.7598 | 0 | 19.6311 | 25.5662 | 23.5624
63 | 5050SP | *3 QT SHRPS BTL SNGL MAIL AWAY | 68.7598 | 0 | 19.6311 | 25.5662 | 23.5624
63 | 5050SPB | *3QT SHRP CONT MAILAWAYSNGL PK | 23.5477 | 0 | 6.7229 | 8.7555 | 8.0693
63 | 5055SA | *2 GAL SHRPS BTL MAILAWY TWNPK | 59.2755 | 0 | 16.9233 | 22.0398 | 20.3124
63 | 5055SP | *2 GAL SHRPS SNG PK MAIL-AWAY | 81.856 | 0 | 23.3701 | 30.4356 | 28.0502
63 | 5060SP | * 2 GAL SHARPS MAIL-AWY 8PK | 229.1944 | 0 | 65.4357 | 85.2189 | 78.5398
63 | 5060SPB | *2GAL SHRP CONT MAIL-AWY SNG | 13.752 | 0 | 3.9262 | 5.1132 | 4.7125
63 | 5075B | *6GAL SHRP CONT MAIL-AWY SNG | 23.5477 | 0 | 6.7229 | 8.7555 | 8.0693
63 | 5075SA | *6GAL MAIL-AWAY CONTAINER | 59.2755 | 0 | 16.9233 | 22.0398 | 20.3124
63 | 5080SA | *3 5GAL MAIL-AWAY CONTAINER | 57.3001 | 0 | 16.3593 | 21.3053 | 19.6354
63 | 51331555 | *IP 60CC SLEEVE CLOSED UPT SP | 0 | 0 | 0 | 0 | 0
63 | 51500035 | IP RUB TIP 12ML L/F SILC/EXP | 0 | 0 | 0 | 0 | 0
63 | 5151171 | UNIT BOX SYR GENERAL UPT | 0.68776 | 0.68776 | 0 | 0 | 0
63 | 5152000 | UNIT BOX 12CC SH VETPK TYCO | 0 | 0 | 0 | 0 | 0
63 | 5153022 | UNIT BOX 12CC SR TYCO | 0 | 0 | 0 | 0 | 0
63 | 5153023 | UNIT BOX 12CC LK TYCO | 0 | 0 | 0 | 0 | 0
63 | 5153024 | UNIT BOX 12CC SE TYCO | 0 | 0 | 0 | 0 | 0
63 | 5153025 | UNIT BOX 12CC CMB SH TYCO | 0 | 0 | 0 | 0 | 0
63 | 5153026 | UNIT BOX 12CC LG CMB TYCO | 0 | 0 | 0 | 0 | 0
63 | 5153029 | *UNIT BOX 12CC LG CMB TYCO ML | 0 | 0 | 0 | 0 | 0
63 | 5153122 | *UNIT BOX 12CC SR TYCO ML | 0 | 0 | 0 | 0 | 0
63 | 5153123 | *UNIT BOX 12CC LK TYCO ML | 0 | 0 | 0 | 0 | 0
63 | 5153124 | UNIT BOX 12CC SE TYCO ML | 0 | 0 | 0 | 0 | 0
63 | 5153125 | *UNIT BOX 12CC CMB SH TYCO ML | 0 | 0 | 0 | 0 | 0
63 | 5153243 | UNIT BOX 12CC IV ACCS | 0 | 0 | 0 | 0 | 0
63 | 5153289 | UNIT BOX 10ML AMBR ORAL TYCO | 0 | 0 | 0 | 0 | 0
63 | 5153300 | UNIT BX 10ML AMBR ORAL TYCO | 0 | 0 | 0 | 0 | 0
63 | 5153302 | *UNIT BOX CE 907 SO PTD TYCO ML | 0 | 0 | 0 | 0 | 0
63 | 5153343 | *UNIT BOX 12CC IV ACCS ML | 0 | 0 | 0 | 0 | 0
63 | 5154445 | UNIT BOX GLBL-412 PTD-NORFOLK | 0 | 0 | 0 | 0 | 0
63 | 5154447 | Unit Box 412 Printed | 0 | 0 | 0 | 0 | 0
63 | 5170114 | BAG PNP HEADER 10X20 | 1.4348 | 1.4348 | 0 | 0 | 0
63 | 5170406 | PAPER 35733K 3ML PERFCFLX | 0.11525 | 0.11525 | 0 | 0 | 0
63 | 5170588 | POLYBAG GUSSETED 1.5MIL | 0.2488 | 0.2488 | 0 | 0 | 0
63 | 5170969 | FILM 30653-EE 7ML PERFECSEAL | 0.20611 | 0.20611 | 0 | 0 | 0
63 | 51731218 | IP PLGR 12ML CL NS TECH | 0 | 0 | 0 | 0 | 0
63 | 51733503 | *IP PLGR 35CC SIL/GRAY SP NS | 0 | 0 | 0 | 0 | 0
63 | 51761207 | IP RUB TIP 12ML L/F NOSILIC | 0 | 0 | 0 | 0 | 0
63 | 51771203 | IP 12ML SR SYR BARL-3622 WOS | 0 | 0 | 0 | 0 | 0
63 | 51771207 | IP BARL 12CC SR WOS P5M6K-080 UPT | 0 | 0 | 0 | 0 | 0
63 | 51771405 | IP 412 STRA BARL UPT | 0 | 0 | 0 | 0 | 0
63 | 51771412 | IP 412 STRA BARL UPT SPCL 1M/C | 10.6584 | 10.6584 | 0 | 0 | 0
63 | 51777047MT | IP BBL 10ML SR PTD LOR MEDIZIN | 0 | 0 | 0 | 0 | 0
63 | 51777369MT | IP BBL 10ML LK PTD LOR MEDIZIN | 0 | 0 | 0 | 0 | 0
63 | 51777401 | IP BBL 12CC SR 535 WOS TECH NS | 12.7044 | 12.7044 | 0 | 0 | 0
63 | 51777419 | IP BBL 12CC LK 535 WOS TECH NS | 0 | 0 | 0 | 0 | 0
63 | 5183342 | *CORRUGATED CARTON SMARTIP 12mL | 0 | 0 | 0 | 0 | 0
63 | 5241005 | LABEL, UNPRINTED, 5 X 4 | 0.01087 | 0.01087 | 0 | 0 | 0
63 | 5241006 | LABEL 4X6 PLAIN WEBER | 0.01011 | 0.01011 | 0 | 0 | 0
63 | 5241008 | LBL 4 X 8 FAN FOLD 1 UP | 0.01816 | 0.01816 | 0 | 0 | 0
63 | 5241008FF2 | LBL 4 X 8 FAN FOLD 2 UP | 0.01544 | 0.01544 | 0 | 0 | 0
63 | 5241008R | LBL 4 X 8 NO PERF | 0.01816 | 0.01816 | 0 | 0 | 0
63 | 5241012 | *LBL 4 x 1 PLAIN | 0.00249 | 0.00249 | 0 | 0 | 0
63 | 5500148 | SHP 18X17X13 GENERAL USE | 1.026 | 1.026 | 0 | 0 | 0
63 | 5500149 | SHP 16-3/4X14-1/8X11-1/8GEN | 0.78074 | 0.78074 | 0 | 0 | 0
63 | 5500152 | *SHPR 32 ECT C FLUTE | 0 | 0 | 0 | 0 | 0
63 | 5500208 | SHP 18X17X13-3/4 UNPRINTED | 1.0213 | 1.0213 | 0 | 0 | 0
63 | 5510301 | SHPR 12S O/P UPT 29 ECT CFLUTE | 0.70993 | 0.70993 | 0 | 0 | 0
63 | 5510303 | SHP UPT 17.531 X 12.938 X 10.75 | 0.649 | 0.649 | 0 | 0 | 0
63 | 5510305 | SHPR 12CMB LG O/P UPT 32ECT C | 0.687 | 0.687 | 0 | 0 | 0
63 | 5510320 | SHPR 20 O/P UPT 29 ECT C FLUTE | 0.6038 | 0.6038 | 0 | 0 | 0
63 | 5510509 | SHP UPT 16.75 X 14.125 X 8.5 | 0.79019 | 0.79019 | 0 | 0 | 0
63 | 5510538 | SHPR 12CC O/P UPT 29ECT C FL | 0.66299 | 0.66299 | 0 | 0 | 0
63 | 5542735 | SHPR UNPT 44ECT C FLUTE | 1.3484 | 1.3484 | 0 | 0 | 0
63 | 5551331555 | *60CC CLOSED SLEEVE UPT SP NS | 0 | 0 | 0 | 0 | 0
63 | 5551500035 | RUB TIP 12ML L/F SILC/EXP | 0.00178 | 0 | 0.00051 | 0.00056 | 0.00071
63 | 5551500055 | 12 ML TIP, WEST 7261/50, BULK | 0.02414 | 0.02236 | 0.00051 | 0.00056 | 0.00071
63 | 5551731218 | PLGR 12CC CLEAR NS TECH 410L-4 | 27.9735 | 5.9356 | 6.3459 | 6.955 | 8.7371
63 | 5551733503 | *PLGR 35CC SIL/GRAY SP NS | 0 | 0 | 0 | 0 | 0
63 | 5551761207 | RUB TIP 12CC L/F BLK NO SILI | 0.01946 | 0.0124 | 0.00203 | 0.00223 | 0.0028
63 | 5551771203 | 12ML SYR BARREL - 3622 WOS | 24.0495 | 0 | 6.9251 | 7.5898 | 9.5346
63 | 5551771207 | BARL 12CC S-R WOS 7824MR UPT | 32.4389 | 10.2229 | 6.3971 | 7.0112 | 8.8077
63 | 5551771405 | 412 STRA BARL UPT | 90.7687 | 12.4787 | 22.5437 | 24.7077 | 31.0386
63 | 5551771412 | *412 STRA BARL UPT SPCL 1M/CS | 62.6427 | 0 | 18.038 | 19.7695 | 24.8351
63 | 5551777047MT | BBL 10ML SR PTD LOR MEDIZIN NS | 37.4539 | 10.8588 | 7.6581 | 8.3932 | 10.5438
63 | 5551777369MT | BBL 10ML LK PTD LOR MEDIZIN NS | 36.2029 | 9.6078 | 7.6581 | 8.3932 | 10.5438
63 | 5551777401 | BBL 12CC SR 535 WOS TECH NS | 44.9781 | 12.7044 | 9.2933 | 10.1853 | 12.7951
63 | 5551777419 | BBL 12CC LK 535 WOS TECH NS | 66.2645 | 13.4481 | 15.2086 | 16.6684 | 20.9394
63 | 6492739 | 12ML LK SUB ASSEMBLY PACKAGED | 121.3898 | 27.8797 | 26.9263 | 29.511 | 37.0727
63 | 6492743 | 12ML LUER LOCK SYRINGE, PNTD | 0.10869 | 0.03308 | 0.02177 | 0.02386 | 0.02998
63 | 7777129656 | ORAL TIP CAP CLEAR, NS | 0.01186 | 0.01186 | 0 | 0 | 0
63 | 80-8705 | 8 GAL MCKESSON SHARPS CONT | 35.7918 | 24.8095 | 3.1355 | 3.7634 | 4.0835
63 | 81110160 | IP SYR HM110S-O W/O CAPS NS | 0 | 0 | 0 | 0 | 0
63 | 81110189 | IP SYR 10mL ORAL TIP NO CAP PR | 21.87 | 21.87 | 0 | 0 | 0
63 | 81112059 | IP SYR 12CC SR | 0 | 0 | 0 | 0 | 0
63 | 81112075 | IP SYR 12CC SE | 15.7573 | 15.7573 | 0 | 0 | 0
63 | 81112083 | IP SYR 12CC LK SP CE MARK NS | 0 | 0 | 0 | 0 | 0
63 | 81112093 | IP SYR 12CC LK BULK NS | 24.6764 | 24.6764 | 0 | 0 | 0
63 | 81112599 | IP SYR 12ML LLK SMTHTIP BLK NS | 0 | 0 | 0 | 0 | 0
63 | 81112985 | IP 10ML SYR STR WT PRT | 0 | 0 | 0 | 0 | 0
63 | 81200555 | IP SYR 12CC SR SOFTPACK | 28.4355 | 28.4355 | 0 | 0 | 0
63 | 81200777 | IP SYR 12CC LK SOFTPACK | 0 | 0 | 0 | 0 | 0
63 | 81218100 | IP SYR 12CC 18X1 SOFTPACK | 0 | 0 | 0 | 0 | 0
63 | 81220112 | IP SYR 12CC 20X1-1/2 SOFTPACK | 0 | 0 | 0 | 0 | 0
63 | 81221100 | IP SYR 12CC 21X1 SOFTPACK | 0 | 0 | 0 | 0 | 0
63 | 81221112 | IP SYR 12CC 21X1-1/2 SOFTPACK | 0 | 0 | 0 | 0 | 0
63 | 81412012 | IP 412 50 | 0 | 0 | 0 | 0 | 0
63 | 81412199 | IP 412 STRT TIP SYR UNP BLK NS | 0 | 0 | 0 | 0 | 0
63 | 8150 | *5 QT INRM T RED W/UNWINDER | 3.7862 | 0 | 1.081 | 1.4078 | 1.2975
63 | 81502267 | IP SYR 12CC 18X1 I VET PK O/P | 0 | 0 | 0 | 0 | 0
63 | 81512597 | IP SYR 12CC-E 18 X 1 I O/P | 0 | 0 | 0 | 0 | 0
63 | 81512662 | IP SYR 12CC-E 20X1-1/2 A O/P | 0 | 0 | 0 | 0 | 0
63 | 81512738 | IP SYR 12CC-E 21 X 1 A O/P | 0 | 0 | 0 | 0 | 0
63 | 81512746 | IP SYR 12ML-E 21X1-1/2 A O/P | 0 | 0 | 0 | 0 | 0
63 | 81512811 | IP SYR 12CC-E 22X1-1/2 A O/P | 0 | 0 | 0 | 0 | 0
63 | 81512852 | IP SYR 12CC SR O/P | 0 | 0 | 0 | 0 | 0
63 | 81512860 | IP SYR 12CC SE O/P | 23.4964 | 23.4964 | 0 | 0 | 0
63 | 81512878 | IP SYR 12CC LK O/P | 0 | 0 | 0 | 0 | 0
63 | 81540122 | IP SYR 12ML W/SMRTP CANNULA SP | 14.8413 | 0 | 2.5883 | 4.6498 | 7.6033
63 | 81541125 | IP SYR 12ML BLUNTIP IV ACC ST | 0 | 0 | 0 | 0 | 0
63 | 81541208 | IP SYR 12CC BLNTIP VIALACC SFT | 0 | 0 | 0 | 0 | 0
63 | 8180 | *3 GA INRM T RED W/UNWINDER | 2.3483 | 0 | 0.67046 | 0.87316 | 0.80473
63 | 81893578 | *IP SYR 12mL LK Syr UPTD HOSPIR | 0 | 0 | 0 | 0 | 0
63 | 81907003 | IP SYR 10ML AMBER ORAL MED CE | 0 | 0 | 0 | 0 | 0
63 | 81907102 | IP SYR 10ML ORAL MED CE MARK | 0 | 0 | 0 | 0 | 0
63 | 81907199 | IP SYR 10ML ORAL DOSE NO PRT S | 23.2004 | 23.2004 | 0 | 0 | 0
63 | 81907465 | IP SYR 10ML ORAL W/O CAPS BULK | 0 | 0 | 0 | 0 | 0
63 | 8200 | * COMPREHENSIVE SHRPS MGMT PRO | 0 | 0 | 0 | 0 | 0
63 | 8210 | * TIME WANDII FOR SHP MGT PROG | 0 | 0 | 0 | 0 | 0
63 | 8220 | * SNGL RECHARGER DOWNLOADER | 0 | 0 | 0 | 0 | 0
63 | 8225 | MULTIPLE/RECHARGER DOWNLOADER | 0 | 0 | 0 | 0 | 0
63 | 8230 | * CABLE (DB25) SHARPS MGT PRGM | 0 | 0 | 0 | 0 | 0
63 | 8235 | * CABLE (DB9) - SHP.MGT.PROGRA | 0 | 0 | 0 | 0 | 0
63 | 8240 | * TIME WAND II-WINDOW POUCH | 0 | 0 | 0 | 0 | 0
63 | 8245 | * TIME WAND II-BATTERY PACK | 0 | 0 | 0 | 0 | 0
63 | 8250 | * TIME WANDII RE-FURBISHING PK | 0 | 0 | 0 | 0 | 0
63 | 8301 | *SHARP SHUTTLE - LOCKING | 23.6762 | 0 | 6.7596 | 8.1133 | 8.8033
63 | 8301BY | SHARP SHUTTLE LOCKING-CANADA | 49.1133 | 0 | 14.022 | 16.83 | 18.2613
63 | 8303BY | 1 QT YELLOW SHRPS DISP CONT | 45.8397 | 0 | 13.0874 | 15.7082 | 17.0441
63 | 8303SA | 1QT HMCARE SHRPS DISP CONT | 30.6917 | 7.7718 | 6.5437 | 7.8541 | 8.522
63 | 8400 | *LEAD LINED CABINET | 0 | 0 | 0 | 0 | 0
63 | 8502Y | *1/2 GA CLR LID W/UNWD YLCONT | 16.9034 | 0 | 4.826 | 5.7924 | 6.285
63 | 850201 | *1/2GA INROOM OPEN CLEAR | 7.4739 | 0 | 2.1338 | 2.7789 | 2.5611
63 | 85021 | 2 QT INROOM CONTAINER, CLEAR | 34.0237 | 17.1203 | 4.826 | 5.7924 | 6.285
63 | 850301 | *1/2GA INROOM OPEN TRANS RED | 7.5395 | 0 | 2.1526 | 2.8033 | 2.5836
63 | 85031 | 1/2 GA INRM W/LID TRANS RED | 34.1057 | 17.2023 | 4.826 | 5.7924 | 6.285
63 | 8506SA | 5QT.CONTAINER SSIII CLEAR | 33.4856 | 17.7606 | 4.4896 | 5.3886 | 5.8469
63 | 8506Y | 5 QT CNT W/TRNS YELLOW CONT | 43.5907 | 17.7314 | 7.3829 | 8.8614 | 9.615
63 | 8506YM | 5 QT SHARPSTAR III MSSS | 53.2666 | 18.7875 | 9.8439 | 11.8152 | 12.82
63 | 8507MW | 5 QT SSIII CONT MEDICAL WASTE | 50.336 | 15.857 | 9.8439 | 11.8152 | 12.82
63 | 8507MWAC | *5 QT SSIII CONT MEDICAL WASTE | 2.8397 | 0 | 0.81075 | 1.0559 | 0.97311
63 | 8507SA | 5QT CONTAINER SSIII T RED | 31.96 | 17.4144 | 4.1528 | 4.9845 | 5.4083
63 | 8508MW | *5QT TMPR PROOF MED WAST SSI | 36.9585 | 0 | 10.5518 | 13.7419 | 12.6648
63 | 8508SA | *5QT TMPR PROOF CONT CLEAR SSI | 32.8521 | 0 | 9.3794 | 12.215 | 11.2577
63 | 8508Y | *5 QT TMPR PROOF CONT YLLW SSI | 32.8521 | 0 | 9.3794 | 12.215 | 11.2577
63 | 8509AC | *5 QT TMPR PROOF TRANS RED SSI | 10.2663 | 0 | 2.931 | 3.8172 | 3.518
63 | 8509SA | *5QT TMPR PROOF CONT T RED SSI | 32.8521 | 0 | 9.3794 | 12.215 | 11.2577
63 | 851001 | *5QT INROOM W/LID OPEN BEIGE | 4.1825 | 0 | 1.1941 | 1.5551 | 1.4332
63 | 85101SA | *5QT INROOM CONT W/LID BEIGE | 4.1825 | 0 | 1.1941 | 1.5551 | 1.4332
63 | 8512X | *5QT INRM OPEN CLR CUT OUT DR | 3.7862 | 0 | 1.081 | 1.4078 | 1.2975
63 | 8512Y | *5 QT INRM CONT TRANS YELLOW | 8.4039 | 0 | 2.3994 | 2.8798 | 3.1248
63 | 85120Y | 5 QT W/LID OPEN &W/UNWND YEL | 46.9911 | 38.5871 | 2.3994 | 2.8798 | 3.1248
63 | 851201 | 5 QT INROOM W/LID OPEN CLEAR | 51.1788 | 38.5729 | 3.599 | 4.3198 | 4.6871
63 | 85121 | 5 QT INRM W/LID CLEAR | 30.2969 | 21.893 | 2.3994 | 2.8798 | 3.1248
63 | 8513AC | *5 QT W/LID TRANS RED | 2.8397 | 0 | 0.81075 | 1.0559 | 0.97311
63 | 85130MW | *5QT OPEN MEDICAL WASTE | 3.8456 | 0 | 1.0979 | 1.4299 | 1.3178
63 | 85130MWAC | *5 QT OPEN MEDICAL WASTE CONT. | 2.8841 | 0 | 0.82343 | 1.0724 | 0.98833
63 | 851301 | 5 QT INRM W/LID OPEN TRANRED | 51.1754 | 38.5695 | 3.599 | 4.3198 | 4.6871
63 | 85131 | 5 QT W/LID TRANS RED | 30.2935 | 21.8896 | 2.3994 | 2.8798 | 3.1248
63 | 8515 | TRAY HOLDER FOR 8500/8510 | 27.9051 | 20.1966 | 2.2008 | 2.6415 | 2.8662
63 | 8516HDL | *8516 DOOR W/WINDOW & LOCK | 0 | 0 | 0 | 0 | 0
63 | 8516U | *WALL ENCLOSURE W/UNWINDER | 0 | 0 | 0 | 0 | 0
63 | 851608 | *85161H ENCL W/CLEAR CONT | 8.3853 | 0 | 2.394 | 3.1178 | 2.8735
63 | 851609 | *85161H ENCL W/TRANS RED CONT | 8.3853 | 0 | 2.394 | 3.1178 | 2.8735
63 | 85161H | *85161 BODY W/RECT WINDOW | 0 | 0 | 0 | 0 | 0
63 | 85165H | *85161 BODY W/RECT WINDOW PK | 0 | 0 | 0 | 0 | 0
63 | 8518X | *5 QT SEC BRACKET SPECIAL | 0 | 0 | 0 | 0 | 0
63 | 85201 | *3GA INRM BEIGE/CLEAR TOP | 2.3042 | 0 | 0.65786 | 0.85675 | 0.7896
63 | 852101 | *3GA INRM OPEN H-DROP RED | 2.3042 | 0 | 0.65786 | 0.85675 | 0.7896
63 | 85211 | *3 GA INROOM RED CLR TOP | 2.3042 | 0 | 0.65786 | 0.85675 | 0.7896
63 | 8522MW | 3 GA INRM - 3.5% MEDICAL WASTE | 24.1136 | 15.841 | 2.3619 | 2.8349 | 3.0759
63 | 8522RG | * INRM CONT CLR 3 GAL NONSTERI | 2.2919 | 0 | 0.65436 | 0.85219 | 0.7854
63 | 8522Y | 3 GA INRM TRANS YEL W/UNWND | 29.4939 | 21.2212 | 2.3619 | 2.8349 | 3.0759
63 | 852201 | *3GAL INROOM OPEN-CLEAR | 2.2919 | 0 | 0.65436 | 0.85219 | 0.7854
63 | 852201R | *3GA INRM OPEN TRNS RED | 2.3483 | 0 | 0.67046 | 0.87316 | 0.80473
63 | 85221 | 3 GAL INRM CLEAR | 29.51 | 21.2373 | 2.3619 | 2.8349 | 3.0759
63 | 85221R | 3 GA INRM TRNS RD CLR TOP | 26.2437 | 21.2343 | 1.4302 | 1.7166 | 1.8626
63 | 8524C | *3 GA INRM COATED BRACKET 8520 | 0 | 0 | 0 | 0 | 0
63 | 8525 | *3 GA ROTOR/HINGE LID N/S BG | 2.3042 | 0 | 0.65786 | 0.85675 | 0.7896
63 | 8525Y | 3 GA ROTOR/HINGE LID-YELLOW | 28.8625 | 20.5898 | 2.3619 | 2.8349 | 3.0759
63 | 8526 | *3 GA ROTOR/HNG LID N/S RED | 2.3042 | 0 | 0.65786 | 0.85675 | 0.7896
63 | 8527 | *3GA ROTOR/HINGE LID CLR CT | 2.2919 | 0 | 0.65436 | 0.85219 | 0.7854
63 | 8527R | 3GA ROTOR/HINGE LID-TRNS RED | 26.1292 | 20.6141 | 1.5746 | 1.8899 | 2.0506
63 | 8527RAC | *3GAL RED ROTOR/HINGED LID CNT | 1.1742 | 0 | 0.33523 | 0.43658 | 0.40236
63 | 8529 | TRAY HOLDER FOR 8520/8525 | 32.7773 | 23.9619 | 2.5168 | 3.0208 | 3.2777
63 | 85301H | *3 GA ENCLOSURE W/WINDOWS | 0 | 0 | 0 | 0 | 0
63 | 85301HN | *3GA.ENCL W/WINDOWS NO LOGO | 0 | 0 | 0 | 0 | 0
63 | 85321 | 2 GAL IN-ROOM CONT CLEAR | 28.3683 | 19.3149 | 2.5848 | 3.1024 | 3.3662
63 | 85321R | 2 GAL IN-ROOM CONT TRANS RED | 28.9915 | 19.9381 | 2.5848 | 3.1024 | 3.3662
63 | 8533SA | 2GAL SSII CONTAINER CLEAR | 32.9825 | 14.7517 | 5.205 | 6.2473 | 6.7786
63 | 8533Y | SSII 2 GALLON TRANS YELLOW CON | 33.595 | 15.3642 | 5.205 | 6.2473 | 6.7786
63 | 8534SA | 2 GAL SSII CONTAINER TRANS RED | 33.6057 | 15.3749 | 5.205 | 6.2473 | 6.7786
63 | 8535SA | * 2 GAL TOR/HINGE LID CLEAR | 7.7432 | 0 | 2.2107 | 2.8791 | 2.6534
63 | 8535Y | 2GAL ROTOR/HNG LID TRANS YEL | 53.8627 | 35.7656 | 5.1668 | 6.2015 | 6.7289
63 | 8536SA | 3GAL SSII CONTAINER CLEAR | 19.9771 | 15.2065 | 1.362 | 1.6348 | 1.7738
63 | 8537MW | 3 GAL SSII CONTAINER | 32.1718 | 14.9246 | 4.9241 | 5.9102 | 6.4128
63 | 8537SA | 3GAL SSII CONTAINER TRANS RED | 19.9741 | 15.2035 | 1.362 | 1.6348 | 1.7738
63 | 8537Y | 3GAL SSII CONT TRANS YELLOW | 20.927 | 15.1779 | 1.6414 | 1.9701 | 2.1376
63 | 8539SA | HOLDER FOR 85321 | 81.4014 | 24.1014 | 16.3593 | 19.6354 | 21.3053
63 | 8540SA | SSIV 4 GALLON CLEAR CONTAINER | 67.7917 | 57.8483 | 2.8389 | 3.4074 | 3.6972
63 | 8541SA | SSIV 4 GALLON TRANS RED CONT | 67.7984 | 57.855 | 2.8389 | 3.4074 | 3.6972
63 | 8541Y | *SSIV 4 GAL TRANS YELLOW CON | 5.1467 | 0 | 1.4694 | 1.9137 | 1.7637
63 | 8542C | *SSIV NON LOCKING WIRE BRACKET | 0 | 0 | 0 | 0 | 0
63 | 8543C | *SSIV LOCKING WIRE BRACKET | 0 | 0 | 0 | 0 | 0
63 | 8544SA | *SSIV 3GALLON CLEAR CONTAINER | 9.3422 | 0 | 2.6672 | 3.4736 | 3.2014
63 | 8545SA | *SSIV 3GALLON TRANS RED CONT | 4.6711 | 0 | 1.3336 | 1.7368 | 1.6007
63 | 8545Y | *SSIV 3 GALLON TRANS YELLOW CON | 9.9434 | 0 | 2.8389 | 3.4074 | 3.6972
63 | 8549SA | SSIV ADHESIVE BACKED HOLDER | 45.5633 | 21.0059 | 7.0112 | 8.4153 | 9.1309
63 | 8550B | GLOVE BOXES W/ BRACKETS | 36.9655 | 25.9463 | 3.146 | 3.776 | 4.0972
63 | 8550LG | *UNIVERSAL GLOVE DISPENSER | 0 | 0 | 0 | 0 | 0
63 | 8552B | *ACCESSORY TRAY WITH BRACKET | 0 | 0 | 0 | 0 | 0
63 | 85521H | *WL ENCL WINDOW IN DOOR/GLVBOX | 0 | 0 | 0 | 0 | 0
63 | 8553B | *ACCESSORY TRAY | 0 | 0 | 0 | 0 | 0
63 | 8554B | *DOUBLE-UP WALL BRACKET | 0 | 0 | 0 | 0 | 0
63 | 8555C | *MULTI-GLV.DISP.-TRANSP SMOKE | 0 | 0 | 0 | 0 | 0
63 | 8555SA | *MULTI-GLV.DISP-OPAQUE BEIGE | 0 | 0 | 0 | 0 | 0
63 | 8556H | 85161H WITH GLOVE BOX ATTACH | 21.4943 | 14.3615 | 2.0364 | 2.4442 | 2.6521
63 | 8559 | *3 GAL SSII WALL W/GLOVE CONT | 11.0192 | 0 | 3.146 | 4.0972 | 3.776
63 | 8601RC | *1.5QT RCRA HAZARDOUS WASTE | 0 | 0 | 0 | 0 | 0
63 | 8602RC | 2 GAL CONT W/FIP SNAP CAP LID | 53.6879 | 35.9919 | 5.0523 | 6.064 | 6.5797
63 | 8602U | 2 GAL UNIVERSAL PHARMACEUTICAL | 53.7388 | 36.0427 | 5.0523 | 6.064 | 6.5797
63 | 8605RC | 5 QT RCRA HAZARDOUS WASTE | 57.6186 | 42.7312 | 4.2504 | 5.1016 | 5.5354
63 | 8605U | 5 QT UNIVERSAL PHARMACEUTICAL | 58.1218 | 43.2344 | 4.2504 | 5.1016 | 5.5354
63 | 8607RC | 8 GAL CONT PG2 W/ HINGE LID | 42.2804 | 23.785 | 5.2805 | 6.338 | 6.8769
63 | 8607U | 8 GAL UNIVERSAL PHARMACEUTICAL | 42.0341 | 23.5387 | 5.2805 | 6.338 | 6.8769
63 | 8608RC | 8 GAL CONT W/SLIDE TOP | 71.7534 | 53.258 | 5.2805 | 6.338 | 6.8769
63 | 8608U | 8 GAL UNIVERSAL PHARMACEUTICAL | 71.6282 | 53.1328 | 5.2805 | 6.338 | 6.8769
63 | 8611RC | 12 GALLON PG2 RCRA WITH HINGED | 48.1412 | 31.467 | 4.7606 | 5.7139 | 6.1998
63 | 8611U | 12 GAL UNIVERSAL PHARMACEUTIC | 39.6461 | 31.309 | 2.3803 | 2.8569 | 3.0999
63 | 8612RC | 12 GAL CONT W/SLIDE TOP | 73.2129 | 56.5386 | 4.7606 | 5.7139 | 6.1998
63 | 8612U | 12 GAL UNIVERSAL PHARMACEUTIC | 64.8337 | 56.4966 | 2.3803 | 2.8569 | 3.0999
63 | 8617RC | 18 GAL CONT PG2 W/HINGE LID | 32.2921 | 18.6207 | 3.9032 | 4.6849 | 5.0833
63 | 8617U | 18 GAL UNIVERSAL PHARMACEUTIC | 31.9957 | 18.3242 | 3.9032 | 4.6849 | 5.0833
63 | 8618RC | 18 GAL CONT W/SLIDE TOP | 44.8254 | 31.1539 | 3.9032 | 4.6849 | 5.0833
63 | 8618U | 18 GAL UNIVERSAL PHARMACEUTIC | 44.65 | 30.9785 | 3.9032 | 4.6849 | 5.0833
63 | 8730 | *HOLDER FOR 8920 | 6.876 | 0 | 1.9631 | 2.5566 | 2.3562
63 | 8781 | 8GAL NON-BIO GLS WST CONT | 44.3243 | 35.6234 | 2.4842 | 2.9816 | 3.2352
63 | 8790 | 2GAL NON-BIO GLS WASTE CONT | 43.4525 | 35.464 | 2.2807 | 2.7375 | 2.9703
63 | 8791 | 18GAL NON-INFECT GLASS CONT | 41.3525 | 29.689 | 3.33 | 3.9968 | 4.3367
63 | 8800 | *FOAM NEEDLE PROTECTOR | 20.6284 | 0 | 5.8895 | 7.67 | 7.0689
63 | 8801 | *HANDS FREE NDL RESHEATHER | 39.068 | 0 | 11.154 | 14.5262 | 13.3877
63 | 8820 | 2GAL PHARMASAFETY WAST CONT | 49.899 | 41.9105 | 2.2807 | 2.7375 | 2.9703
63 | 8820MA | *2 GAL PharmaSafety MAIL-AWAY | 13.752 | 0 | 3.9262 | 5.1132 | 4.7125
63 | 8820NB | NON-BIOHZRD PHARMA WASTE/2 GAL | 56.6816 | 48.693 | 2.2807 | 2.7375 | 2.9703
63 | 8825 | * 2GAL PHARMASAFETY WASTE CONT | 2.865 | 0 | 0.81797 | 1.0653 | 0.98177
63 | 8836NB | NON-BIOHZRD PHARMA WASTE 3/GAL | 23.7581 | 20.8835 | 0.82069 | 0.98504 | 1.0688
63 | 8836SA | 3 GAL PHARMASTAR CONT | 19.3604 | 16.4858 | 0.82069 | 0.98504 | 1.0688
63 | 8846SA | 4 GALLON PHARMA CONTAINER | 10.2934 | 0 | 2.9388 | 3.8273 | 3.5273
63 | 8850 | 8GAL PHARMASAFETY WASTE CNT | 42.9846 | 34.2836 | 2.4842 | 2.9816 | 3.2352
63 | 8850MA | *8 GAL PharmaSaftey MAIL-AWAY | 13.752 | 0 | 3.9262 | 5.1132 | 4.7125
63 | 8850NB | NON-BIOHZRD PHARMA WASTE 8/GAL | 47.1009 | 38.3999 | 2.4842 | 2.9816 | 3.2352
63 | 8851 | 8GA PHARMASAFETY CONT SLIDETOP | 72.3686 | 63.6676 | 2.4842 | 2.9816 | 3.2352
63 | 8851NB | NON-BIO PHARMA WST 8GL.SLD-LID | 92.2007 | 83.4997 | 2.4842 | 2.9816 | 3.2352
63 | 8860 | 12 GAL PHARMASAFETY CONT | 54.0961 | 45.759 | 2.3803 | 2.8569 | 3.0999
63 | 8860AC | 12 GAL PHARMASAFETY | 4.2063 | 0 | 1.2009 | 1.564 | 1.4414
63 | 8860NB | NON-BIOHZRD PHARMA WASTE 12GAL | 58.1147 | 49.7776 | 2.3803 | 2.8569 | 3.0999
63 | 8870 | 18 GAL PHARMASAFETY CONT | 44.9659 | 31.2945 | 3.9032 | 4.6849 | 5.0833
63 | 8870NB | NON-BIOHZRD PHARMA WASTE 18GAL | 47.0346 | 33.3631 | 3.9032 | 4.6849 | 5.0833
63 | 8871 | 18GAL PHARMASAFETY PG2 SLD TOP | 63.2767 | 49.6053 | 3.9032 | 4.6849 | 5.0833
63 | 8871NB | NON-BIO PHARMA WST 18GL.SLDLID | 68.1478 | 54.4764 | 3.9032 | 4.6849 | 5.0833
63 | 8881 | *ABSORBENT PADS | 3.438 | 0 | 0.98155 | 1.2783 | 1.1781
63 | 8881110160 | SYR HM110 SO W/O CAPS NS | 75.4858 | 22.5448 | 15.2444 | 16.7077 | 20.9888
63 | 8881110189 | SYR 10mL ORAL TIP NO CAP PRINT | 59.7138 | 21.87 | 6.5998 | 11.8565 | 19.3875
63 | 8881112015 | 12ML ENTERAL SYRINGE, BULK | 165.2731 | 92.5485 | 20.9412 | 22.9513 | 28.8322
63 | 8881112059 | SYR 12CC SR NS | 61.7794 | 21.107 | 11.7117 | 12.8359 | 16.1248
63 | 8881112075 | SYR 12ML SE NS | 44.3074 | 0 | 12.7584 | 13.983 | 17.566
63 | 8881112083 | SYR 12CC LK SP CE MARK NS | 119.7165 | 27.8797 | 26.4445 | 28.9829 | 36.4093
63 | 8881112093 | SYR 12CC LK UPTD BULK NS | 79.4866 | 24.6764 | 15.7827 | 17.2976 | 21.7299
63 | 8881112518 | 12ML KK LLK SMOOTH TIP BULK NS | 61.7754 | 36.551 | 7.2634 | 7.9606 | 10.0004
63 | 8881112599 | SYR 12ML LLK SMOOTH TIP BLK NS | 58.3687 | 33.1443 | 7.2634 | 7.9606 | 10.0004
63 | 8881112985 | 10ML SYR STR WTR PRT BK | 122.1933 | 34.1304 | 25.3578 | 27.7919 | 34.9132
63 | 8881412012 | 412 50S NS | 78.6661 | 20.9722 | 16.613 | 18.2077 | 22.8732
63 | 8881412199 | 412 STRT TIP SYR UNPTD BULK NS | 110.5281 | 0 | 31.8267 | 34.8818 | 43.8197
63 | 8881502267 | SYR 12CC 18 X 1 I VET PK O/P | 62.1443 | 0 | 17.8945 | 19.6122 | 24.6375
63 | 8881512597 | SYR 12CC-E 18 X 1 I O/P | 66.1139 | 0 | 19.0376 | 20.865 | 26.2113
63 | 8881512662 | SYR 12CC-E 20X1-1/2 A O/P | 36.546 | 0 | 10.5235 | 11.5336 | 14.4889
63 | 8881512738 | SYR 12CC-E 21 X 1 A O/P | 75.78 | 0 | 21.821 | 23.9155 | 30.0435
63 | 8881512746 | SYR 12CC-E 21X1-1/2 A O/P | 36.546 | 0 | 10.5235 | 11.5336 | 14.4889
63 | 8881512811 | SYR 12CC-E 22X1-1/2 A O/P | 36.546 | 0 | 10.5235 | 11.5336 | 14.4889
63 | 8881512852 | SYR 12CC SR O/P ST | 97.716 | 26.4575 | 20.519 | 22.4886 | 28.2509
63 | 8881512860 | SYR 12ML SE O/P ST | 36.546 | 0 | 10.5235 | 11.5336 | 14.4889
63 | 8881512878 | SYR 12CC S-LK O/P ST | 102.1273 | 27.2017 | 21.5749 | 23.6459 | 29.7048
63 | 8881540122 | SYR 12ML W/SMRTP CANNULA SP | 78.5736 | 36.4202 | 12.1381 | 13.3033 | 16.712
63 | 8881541125 | SYR 12CC BLUN TIP IV ACC ST | 36.546 | 0 | 10.5235 | 11.5336 | 14.4889
63 | 8881541208 | SYR 12CC BLUN TIP IV ACCESS | 24.7857 | 0 | 4.3225 | 7.7654 | 12.6978
63 | 8881893578 | *12mL LK syr UNPTD HOSPIRA | 58.6552 | 0 | 16.8898 | 18.5111 | 23.2543
63 | 8881907003 | SYR 10ML AMBER ORAL MED CE NS | 85.5085 | 28.7046 | 16.3568 | 17.9268 | 22.5203
63 | 8881907102 | SYR 907S-O MED 10ML CE MARK NS | 62.5012 | 24.6646 | 10.8951 | 11.9409 | 15.0006
63 | 8881907199 | SYR 10ML ORAL DOSE NO PRT ST | 86.9712 | 23.919 | 18.1559 | 19.8987 | 24.9975
63 | 8881907465 | SYR 10ML ORAL DOSE SYR BULK NS | 74.5923 | 21.6513 | 15.2444 | 16.7077 | 20.9888
63 | 8900AC | *1 QT CONTAINER RED | 3.3486 | 0 | 0.95605 | 1.2451 | 1.1475
63 | 8900EC | *1 QT CONT W/AUTODROP ADPTR | 11.1622 | 0 | 3.1869 | 4.1503 | 3.8251
63 | 8900MW | 1 QT CONT MED WASTE | 42.5048 | 30.9971 | 3.2855 | 3.9434 | 4.2788
63 | 8900SA | 1QT CONTAINER RED | 46.8147 | 35.3071 | 3.2855 | 3.9434 | 4.2788
63 | 8901SA | BLOOD NEEDLE COLL CONT RED | 78.2862 | 33.213 | 12.8686 | 15.4456 | 16.7591
63 | 8902GSTC | ST 2 GALLON CONTAINER | 44.788 | 36.7995 | 2.2807 | 2.7375 | 2.9703
63 | 8905 | *1QT CONTAINER RAINBOW | 19.645 | 0 | 5.6087 | 7.3044 | 6.7319
63 | 8906 | 1QT CONTAINER YELLOW | 45.9157 | 34.4081 | 3.2855 | 3.9434 | 4.2788
63 | 8908 | *1QT CONTAINER PURPLE | 11.3991 | 0 | 3.2545 | 4.2384 | 3.9062
63 | 8909 | *1.5QT SHARPS CONTAINER | 0 | 0 | 0 | 0 | 0
63 | 8910 | HOLDER FOR 8900SA | 13.9279 | 8.7812 | 1.4694 | 1.7637 | 1.9137
63 | 8918GSTC | ST 18 GALLON CONTAINER | 48.7498 | 37.0862 | 3.33 | 3.9968 | 4.3367
63 | 8920SA | NEEDLE SYRINGE COLL CONT | 94.3641 | 57.8537 | 10.4238 | 12.5113 | 13.5753
63 | 8926 | *SECURITY BRACKET FOR 8920 | 0 | 0 | 0 | 0 | 0
63 | 8930SA | BIOMAX PERFSN WST DISP CONT | 47.1229 | 37.0956 | 2.8628 | 3.4362 | 3.7284
63 | 8931 | 12 GAL CHEMO W/ WHT HNGD LID | 51.993 | 43.6559 | 2.3803 | 2.8569 | 3.0999
63 | 8931CRH | *12 GALLON CHEMO RED | 9.1174 | 0 | 2.603 | 3.1243 | 3.39
63 | 8931PG2 | 12 GA PG2 CHEMO SHARPS CONT | 61.6764 | 53.3393 | 2.3803 | 2.8569 | 3.0999
63 | 8931PG2Y | *PG2 RATED SHARPS BIOMAX CONT, | 4.6711 | 0 | 1.3336 | 1.7368 | 1.6007
63 | 8931Y | *SHARPS BIOHAZARD CONT, YELLOW, | 8.3371 | 0 | 2.3803 | 2.8569 | 3.0999
63 | 8932 | 12 GAL LEAK RESIST BIO CONT | 58.1435 | 49.8064 | 2.3803 | 2.8569 | 3.0999
63 | 8932AC | *12 GAL LEAK RESIST BIO CONT | 4.2063 | 0 | 1.2009 | 1.564 | 1.4414
63 | 8932PG2 | 12 GAL PGC BIOMAX SHRPS CONT | 60.7581 | 52.421 | 2.3803 | 2.8569 | 3.0999
63 | 8933 | 12 GA NDL DISP CONT NAT LID | 47.2428 | 38.1255 | 2.603 | 3.1243 | 3.39
63 | 8934 | 12 GAL CHEMO W/SLIDE TOP | 78.3645 | 70.0274 | 2.3803 | 2.8569 | 3.0999
63 | 8934CRS | CHEMOTHERAPY SHAPRS CONTINER, | 78.1815 | 69.0642 | 2.603 | 3.1243 | 3.39
63 | 8934PG2 | 12GAL PG2 CHEMO SLD TOP CONT | 86.7429 | 78.4058 | 2.3803 | 2.8569 | 3.0999
63 | 8935 | 12 GA NEEDLE DISP CONTAINER | 49.3031 | 40.1857 | 2.603 | 3.1243 | 3.39
63 | 8935Y | 12 GA NEEDLE DISP CONT YEL | 49.9882 | 41.6511 | 2.3803 | 2.8569 | 3.0999
63 | 8936PG2 | 12 GAL PG2 BIOMAX SLD TP CONT | 85.8246 | 77.4875 | 2.3803 | 2.8569 | 3.0999
63 | 8936SA | 12 GAL LK RESIST W/SLIDE TOP | 76.8955 | 68.5584 | 2.3803 | 2.8569 | 3.0999
63 | 8938 | 18 GA SLIDING TOP - RED | 37.306 | 25.6425 | 3.33 | 3.9968 | 4.3367
63 | 8938FP | *18 GA FOOT PEDAL CART | 0 | 0 | 0 | 0 | 0
63 | 8938Y | 18 GA CONT YELLOW | 39.5802 | 27.9167 | 3.33 | 3.9968 | 4.3367
63 | 8939 | 18 GAL SLIDE TOP CHEMO | 53.7743 | 42.1108 | 3.33 | 3.9968 | 4.3367
63 | 8939CRS | CHEMOTHERAPY SHARPS CONTAINER | 53.7589 | 40.0875 | 3.9032 | 4.6849 | 5.0833
63 | 8939PG2 | 18GAL PG2 CHEMO SLD TOP CONT | 61.2196 | 49.5561 | 3.33 | 3.9968 | 4.3367
63 | 8940FP | 12/18GAL ROTO-MOLDED FP CART | 43.5364 | 0.56174 | 12.2694 | 14.7265 | 15.9788
63 | 8941FP | 12/18 GAL. FLIP OPEN FTPDL CRT | 143.5299 | 0 | 40.9782 | 49.1845 | 53.3672
63 | 8950SA | 5QT CONTAINER - RED | 56.8347 | 24.2694 | 9.2975 | 11.1594 | 12.1084
63 | 8958 | 8 GALLON DIALYSAFETY CONT | 49.3861 | 41.6984 | 2.1949 | 2.6344 | 2.8584
63 | 8960 | *HOLDER FOR 5QT CONTAINER | 15.2122 | 0 | 4.3431 | 5.6562 | 5.2129
63 | 8961 | *2GAL ALTERNATE CARE CONT | 7.7432 | 0 | 2.2107 | 2.8791 | 2.6534
63 | 8963 | *2 GAL UNIVERSAL BRKT W/ LOCK | 0 | 0 | 0 | 0 | 0
63 | 8964 | 3 GAL DIALYSAFETY SHRP CONT | 53.0595 | 40.7019 | 3.5281 | 4.2347 | 4.5948
63 | 89651 | 2 GA H-DROP CLR LID RED | 46.6878 | 34.7504 | 3.4082 | 4.0907 | 4.4386
63 | 89661 | *2 GA H-DROP CLR LID BEIGE | 10.8796 | 0 | 3.1062 | 4.0453 | 3.7282
63 | 8967MW | 2 GA H-DROP MEDICAL WASTE | 40.7461 | 32.7575 | 2.2807 | 2.7375 | 2.9703
63 | 8967Y | 2 GA H-DROP TRNS YEL W/UNWND | 42.1082 | 34.2104 | 2.2548 | 2.7064 | 2.9365
63 | 896701 | *2GA OPEN H-DROP TRANS RED | 10.8796 | 0 | 3.1062 | 4.0453 | 3.7282
63 | 89671 | 2GA H-DROP CLR LID TRANS RED | 41.782 | 33.8842 | 2.2548 | 2.7064 | 2.9365
63 | 8969 | *2 GAL CLR LID BEIGE | 10.8796 | 0 | 3.1062 | 4.0453 | 3.7282
63 | 8970 | 2 GA N/S COLLECTION CONT RED | 30.1565 | 25.3565 | 1.3704 | 1.6448 | 1.7847
63 | 8970AC | *2 GA N/S COLLECTION CONT RED | 2.5941 | 0 | 0.74063 | 0.96454 | 0.88894
63 | 8970Y | 2 GA N/S COLL TRANS YELLOW | 34.0389 | 26.1411 | 2.2548 | 2.7064 | 2.9365
63 | 8974 | PLASTIC HOLDER FOR 8970 | 53.5343 | 16.9606 | 10.4419 | 12.533 | 13.5988
63 | 8975 | *2 GAL WIRE HOLDER | 0 | 0 | 0 | 0 | 0
63 | 8979C | SEE THRU LID 2 GA TRANS RED | 34.0779 | 26.1801 | 2.2548 | 2.7064 | 2.9365
63 | 8979MW | 2 GA ROTOR LID MED WASTE | 33.6053 | 23.4633 | 2.8956 | 3.4754 | 3.771
63 | 8980 | 8 GAL NEEDLE DISP CONTAINER | 30.2289 | 24.7377 | 1.5678 | 1.8817 | 2.0417
63 | 8980AC | *8GAL NEEDLE DISP CONTAINER | 1.1603 | 0 | 0.33128 | 0.43143 | 0.39762
63 | 8980FP | *8GAL FULL OPEN SHARPS CART | 0 | 0 | 0 | 0 | 0
63 | 8980MW | *8 GAL CONT MEDICAL WASTE | 4.3505 | 0 | 1.2421 | 1.4908 | 1.6176
63 | 8980S | 8 GAL BIO-HAZ W/SLIDE TOP | 41.1382 | 30.1558 | 3.1355 | 3.7634 | 4.0835
63 | 8980Y | 8 GAL NDL DISP CONT YELLOW | 32.6102 | 28.2598 | 1.2421 | 1.4908 | 1.6176
63 | 8981FP | *8GAL SLIDE TOP SHARPS CART | 0 | 0 | 0 | 0 | 0
63 | 8982 | 2 GAL CHEMOTHERAPY CONT | 43.581 | 34.6481 | 2.5504 | 3.0611 | 3.3214
63 | 8982AC | *2GAL CHEMOTHERAPY CONTAINER | 1.7294 | 0 | 0.49374 | 0.64301 | 0.59261
63 | 8982CRH | 2 GALLON CHEMO CONTAINER RED | 43.9532 | 35.9647 | 2.2807 | 2.7375 | 2.9703
63 | 8982W | *2 GA WHITE CHEMO CONTAINER | 7.6399 | 0 | 2.1812 | 2.8407 | 2.618
63 | 8984 | *SECURITY BRACKET FOR 8980/85 | 0 | 0 | 0 | 0 | 0
63 | 8985 | 8 GAL YELLOW CHEMOTHERAPY CONT | 43.6884 | 34.9874 | 2.4842 | 2.9816 | 3.2352
63 | 8985AC | *8GAL CHEMOTHERAPY CONTAINER | 3.4809 | 0 | 0.99382 | 1.2943 | 1.1928
63 | 8985CRH | 8 GAL CHEMO RED | 40.6751 | 31.9742 | 2.4842 | 2.9816 | 3.2352
63 | 8985CRS | CHEMOTHERAPY SHARPS CONTAINER | 70.1481 | 61.4472 | 2.4842 | 2.9816 | 3.2352
63 | 8985MW | *8GA CHEMO CONT MED WASTE | 3.8677 | 0 | 1.1042 | 1.4381 | 1.3254
63 | 8985PG2 | 8GAL PG2 CHEMO SHARPS CONT | 41.8259 | 33.9854 | 2.2385 | 2.6868 | 2.9152
63 | 8985PG2Y | PG2 RATED SHARPS CONT, BIOMAX, | 41.7481 | 33.9076 | 2.2385 | 2.6868 | 2.9152
63 | 8985S | 8 GA SLIDING TOP CHEMO CONT | 73.1614 | 64.4604 | 2.4842 | 2.9816 | 3.2352
63 | 8985SPG2 | 8GAL PG2 CHEMO SLD TOP CONT | 71.2989 | 63.4584 | 2.2385 | 2.6868 | 2.9152
63 | 8985W | *8 GA WHITE CHEMO CONTAINER | 3.8677 | 0 | 1.1042 | 1.4381 | 1.3254
63 | 8989 | 18 GAL HINGED LID CHEMO CONT | 40.5882 | 28.9247 | 3.33 | 3.9968 | 4.3367
63 | 8989CRH | 18 GALLON CHEMO RED | 40.5728 | 26.9014 | 3.9032 | 4.6849 | 5.0833
63 | 8989PG2 | 18GAL PG2 CHEMO SHARPS CONT | 48.6864 | 37.0228 | 3.33 | 3.9968 | 4.3367
63 | 8989W | *18 GA HNGD LID WHT CHEMO CONT | 8.4264 | 0 | 2.4058 | 3.1331 | 2.8875
63 | 8990L | *2GAL BIOHAZ W/SPEC LABEL | 14.5677 | 0 | 4.1591 | 5.4165 | 4.992
63 | 8990SA | 2GAL BIOHAZ W/O GASKET | 42.7788 | 34.7903 | 2.2807 | 2.7375 | 2.9703
63 | 8990Y | 2 GAL BIOHAZ W/O GASKET YEL | 54.1301 | 46.2323 | 2.2548 | 2.7064 | 2.9365
63 | 8991 | 18 GA SHARPS DISP CONT RED | 36.2936 | 24.6301 | 3.33 | 3.9968 | 4.3367
63 | 8991FP | *FULL OPEN SHARPS CART | 0 | 0 | 0 | 0 | 0
63 | 8991Y | 18 GA SHARPS DISP CONT YELLW | 38.5679 | 26.9044 | 3.33 | 3.9968 | 4.3367
63 | 8992H | *LG VOL FLOOR BRKT W/ HANDLES | 0 | 0 | 0 | 0 | 0
63 | 8993H | *CART FOR BIOMAX WASTE CONT | 0 | 0 | 0 | 0 | 0
63 | 8996 | *2GAL BIOHAZARD WITH GASKET | 6.9175 | 0 | 1.975 | 2.572 | 2.3705
63 | 8996EN | *2 GAL ENSERV SINGLE MAIL CONT | 17.1899 | 0 | 4.9078 | 6.3915 | 5.8906
63 | 8996EN2 | *2 GAL ENSERV TWIN MAIL CONT | 11.46 | 0 | 3.2719 | 4.2611 | 3.9271
63 | 8997 | 8 GAL NDL DISP CONTAINER RED | 45.6495 | 34.6671 | 3.1355 | 3.7634 | 4.0835
63 | 8997PG2 | 8GAL PG2 BIOMAX SHARPS CONT | 41.6924 | 33.8519 | 2.2385 | 2.6868 | 2.9152
63 | 8997S | 8 GA LEAK RESIST W/SLIDE TOP | 76.101 | 65.1187 | 3.1355 | 3.7634 | 4.0835
63 | 8997SPG2 | 8GAL PG2 BIOMAX SLD TOP CONT | 71.1654 | 63.3249 | 2.2385 | 2.6868 | 2.9152
63 | 8998 | 18 GAL LEAK RESIST BIO CONT | 44.3357 | 32.6722 | 3.33 | 3.9968 | 4.3367
63 | 8998PG2 | 18 GAL PG2 BIOMAX SHARPS CONT | 48.1317 | 36.4682 | 3.33 | 3.9968 | 4.3367
63 | 8998S | 18 GAL INJ MOLDED W/SLIDE TOP | 53.2246 | 41.561 | 3.33 | 3.9968 | 4.3367
63 | 8998SPG2 | 18GAL PG2 BIOMAX SLD TOP CONT | 60.665 | 49.0014 | 3.33 | 3.9968 | 4.3367
63 | 99015022 | IP SYR 12LK COOPER W/RING STOP | 0.03014 | 0.03014 | 0 | 0 | 0
63 | 99410S | IP 10ML KANGAROO PURPLE SYR NS | 0 | 0 | 0 | 0 | 0
63 | 994501820 | IP SYR 12ML ORAL PURPLE SUB | 0 | 0 | 0 | 0 | 0
63 | 994502476 | IP SYR 12CC LUER LOCK, IRRAD | 0 | 0 | 0 | 0 | 0
63 | 994502500 | IP SYR 12ML WFF MAGELLAN SUB | 0 | 0 | 0 | 0 | 0
63 | 994502560 | IP NONRFLX 12CC PREFILL S 1000 | 0 | 0 | 0 | 0 | 0
63 | 994502565 | *IP NONRFLX 12CC PREFILL S 1000 | 0 | 0 | 0 | 0 | 0
63 | 996492739 | *IP 12ML LK SUB ASSEMBLY PACK | 0 | 0 | 0 | 0 | 0
63 | 996492743 | 12ML LUER LOCK SYRINGE, PNTD | 0 | 0 | 0 | 0 | 0
63 | 9990010 | *48"X40" HeatTreated Hardwood | 0 | 0 | 0 | 0 | 0

## Look-up Table
Product | Description | Per Case or 1 if UOM is ea | FF
40 | 5QT PSS CONT BG TORT LID | 30 | Containers
42 | 7GAL CONT RED HNG T LID PSS | 10 | Containers
44 | 5 QT CONT PSS BEIGE | 14 | Containers
47 | 2 GAL RED SLIDE TOP PSS | 20 | Containers
65 | 1QT RED PHLEB CONT PSS | 80 | Containers
1509 | AUTODROP NEEDLE DISP SYSTEM | 10 | Containers
1511 | AUTO DROP HOLDERS | 100 | Containers
8301 | SHARP SHUTTLE - LOCKING | 24 | Containers
8515 | TRAY HOLDER FOR 8500/8510 | 5 | Containers
8529 | TRAY HOLDER FOR 8520/8525 | 5 | Containers
8781 | 8GAL NON-BIO GLS WST CONT | 10 | Containers
8790 | 2GAL NON-BIO GLS WASTE CONT | 20 | Containers
8791 | 18GAL NON-INFECT GLASS CONT | 5 | Containers
8820 | 2Gal PharmaSafety Wast Cont | 20 | Containers
8850 | 8Gal PharmaSafety Waste Cnt | 10 | Containers
8851 | 8GA Pharmasafety CONT SLIDETOP | 10 | Containers
8860 | 12 GAL PharmaSafety CONT | 10 | Containers
8870 | 18 GAL PharmaSafety CONT | 5 | Containers
8871 | 18GAL Pharmasafety PG2 SLD TOP | 5 | Containers
8906 | 1QT CONTAINER YELLOW | 100 | Containers
8910 | HOLDER FOR 8900SA | 10 | Containers
8931 | 12 GAL CHEMO W/ WHT HNGD LID | 10 | Containers
8932 | 12 GAL LEAK RESIST BIO CONT | 10 | Containers
8933 | 12 GA NDL DISP CONT NAT LID | 10 | Containers
8934 | 12 GAL CHEMO W/SLIDE TOP | 10 | Containers
8935 | 12 GA NEEDLE DISP CONTAINER | 10 | Containers
8938 | 18 GA SLIDING TOP - RED | 5 | Containers
8939 | 18 GAL SLIDE TOP CHEMO | 5 | Containers
8958 | 8 Gallon DialySafety Cont | 14 | Containers
8964 | 3 Gal DialySafety Shrp Cont | 20 | Containers
8970 | 2 GA N/S COLLECTION CONT RED | 20 | Containers
8974 | PLASTIC HOLDER FOR 8970 | 5 | Containers
8980 | 8 GAL NEEDLE DISP CONTAINER | 10 | Containers
8982 | 2 GAL CHEMOTHERAPY CONT | 20 | Containers
8985 | 8 GAL YELLOW CHEMOTHERAPY CONT | 10 | Containers
8989 | 18 GAL HINGED LID CHEMO CONT | 5 | Containers
8991 | 18 GA SHARPS DISP CONT RED | 5 | Containers
8997 | 8 GAL NDL DISP CONTAINER RED | 10 | Containers
8998 | 18 GAL LEAK RESIST BIO CONT | 5 | Containers
85021 | 1/2 GA INROOM CONT W/LID CLR | 20 | Containers
85031 | 1/2 GA INRM W/LID TRANS RED | 20 | Containers
85121 | 5 QT INRM W/LID CLEAR | 20 | Containers
85131 | 5 QT W/LID TRANS RED | 20 | Containers
85221 | 3 GAL INRM CLEAR | 10 | Containers
85321 | 2 GAL IN-ROOM CONT CLEAR | 10 | Containers
89651 | 2 GA H-DROP CLR LID RED | 20 | Containers
89671 | 2GA H-DROP CLR LID TRANS RED | 20 | Containers
851201 | 5 QT INROOM W/LID OPEN CLEAR | 20 | Containers
851301 | 5 QT INRM W/LID OPEN TRANRED | 20 | Containers
4501820 |  | 700 | Syringe
4502500 | SYR 12ML WFF MAGELLAN SUB | 1 | Syringe
4502560 | NONRFLX 12CC PREFILL SUB 1000 | 1 | Syringe
6492739 | 12ML LK SUB ASSEMBLY PACKAGED | 800 | Syringe
6492743 |  | 800 | Syringe
31139747 | KEY FOR HIDDEN BRACKET | 10 | Containers
31142222 | 2 GAL CONT RED SLIDE TOP | 20 | Containers
31143525 | 7.5 GAL CONT YEL HINGED LID | 6 | Containers
31143533 | 7.5 GAL CONT RED HINGED LID | 6 | Containers
31143665 | 10 GAL CONT RED HNG TOR LID | 6 | Containers
31143699 | 1GAL CONT RED SLIDE TOP | 32 | Containers
31143715 | 1 GAL YELLOW SLIDE TOP | 32 | Containers
31143731 | 2 GAL CONT RED SLIDE TOP | 30 | Containers
31143757 | 2 GAL CONT YELLOW SLIDE TOP | 20 | Containers
31143798 | 10 GAL CONT YELLOW HNG TOR LID | 6 | Containers
31143897 | 5QT CONT CLEAR TOR LID | 30 | Containers
31144010 | 5 QT CONT TRANS RED TOR LID | 30 | Containers
31156550 | 7 GAL CONT RED HINGED TOR LID | 10 | Containers
31156916 | 2 GAL FISHER RED SLIDE TOP | 20 | Containers
31157111 | 1 GAL FISHER RED SLIDE TOP | 32 | Containers
31157160 | 10GAL CONT RED HNG T LID FSHER | 6 | Containers
31180378 | 7 GAL CONT YELLOW HNG TOR LID | 10 | Containers
31300646 | 3.5 GAL TRNS YELLW ADAPTER DR | 10 | Containers
31300878 | 2 GAL TRANS YELLOW SLIDE TOP | 20 | Containers
31300901 | 2.5 QT CONT TRANS YEL TOR LD | 30 | Containers
31300919 | 5 QT CONT TRANS YELLOW TOR LID | 30 | Containers
31314886 | 3 GAL GATORGUARD TRANS RED | 12 | Containers
31317483 | 3 GAL GATORGRD CONT T YELLOW | 12 | Containers
31322723 | 3.5 GAL FSHR T RED ADPTR LID | 10 | Containers
31323168 | 7 GAL FISHER RED HNG TORT LID | 10 | Containers
31323176 | 5 QT FISHER CONT T RED TOR LID | 30 | Containers
31323333 | 2 GAL GATORGUARD CONT TRAN RED | 12 | Containers
31323358 | 2 GAL GATORGUARD CONT T YELLOW | 12 | Containers
31324240 | 7.5 GAL FISHER RED HINGED LID | 6 | Containers
31325410 | 1QT RED PHLEB CONT FISHER | 18 | Containers
31353603 | 5 QT GATORGUARD CONT T RED | 14 | Containers
31353611 | 5 QT GATORGUARD CONT T YELLOW | 14 | Containers
31378089 | 19 GALLON BIOHAZARD WASTE | 5 | Containers
1181200777 |  | 480 | Syringe
5551500035 | RUB TIP 12CC L/F SILC/EXP | 0 | Syringe
5551731218 |  | 480 | Syringe
5551761207 | RUB TIP 12CC L/F BLK NO SILI | 1 | Syringe
5551771203 | 12ML SYR BARREL - 3622 WOS | 800 | Syringe
5551771207 | BARL 12CC S-R WOS 7824MR UPT | 800 | Syringe
5551771405 |  | 1000 | Syringe
5551777419 |  | 1250 | Syringe
8881110160 |  | 700 | Syringe
8881112059 |  | 500 | Syringe
8881112083 | SYR 12CC LK SP CE MARK NS | 800 | Syringe
8881112599 |  | 800 | Syringe
8881112985 |  | 1000 | Syringe
8881412012 |  | 500 | Syringe
8881502267 | SYR 12CC 18 X 1 I VET PK O/P | 500 | Syringe
8881512738 | SYR 12CC-E 21 X 1 A O/P | 500 | Syringe
8881512852 |  | 480 | Syringe
8881512878 |  | 480 | Syringe
8881540122 |  | 700 | Syringe
8881907003 | SYR 10ML AMBER ORAL MED CE NS | 800 | Syringe
8881907102 |  | 500 | Syringe
8881907465 |  | 700 | Syringe
1500SA | BLOOD NEEDLE HOLDER | 1000 | Containers
1510SA | AUTO DROP | 50 | Containers
1522SA | 2.2QT PHLEBOTOMY CONTAINER | 60 | Containers
1523SA | HOLDER FOR 2.2QT CONTAINER | 5 | Containers
1525SA | 2GAL CONTAINER - AUTO DROP | 20 | Containers
410S |  | 500 | Syringe
412SE | Finished Goods, Sterile, 12 mL Syringe, Enteral, P | 800 | Syringe
5551771405 | 412 STRA BARL UPT | 800 | Syringe
5551777047MT |  | 850 | Syringe
5551777369MT |  | 850 | Syringe
8301BY | SHARP SHUTTLE LOCKING-CANADA | 24 | Containers
8303BY | 1 QT YELLOW SHRPS DISP CONT | 20 | Containers
8303SA | 1QT HMCARE SHRPS DISP CONT | 20 | Containers
8502Y | 1/2 GA CLR LID W/UNWD YLCONT | 20 | Containers
8506SA | 5QT.CONTAINER SSIII CLEAR | 20 | Containers
8506Y | 5 QT CNT W/TRNS YELLOW CONT | 20 | Containers
8506YM | 5 QT SHARPSTAR III MSSS | 20 | Containers
8507MW | 5 QT SSIII CONT MEDICAL WASTE | 20 | Containers
8507SA | 5QT CONTAINER SSIII T RED | 20 | Containers
85120Y | 5 QT W/LID OPEN &W/UNWND YEL | 20 | Containers
8512Y | 5 QT INRM CONT TRANS YELLOW | 20 | Containers
85221R | 3 GA INRM TRNS RD CLR TOP | 10 | Containers
8522MW | 3 GA INRM - 3.5% MEDICAL WASTE | 10 | Containers
8522Y | 3 GA INRM TRANS YEL W/UNWND | 10 | Containers
8525Y | 3 GA ROTOR/HINGE LID-YELLOW | 10 | Containers
8527R | 3GA ROTOR/HINGE LID-TRNS RED | 10 | Containers
85321R | 2 GAL IN-ROOM CONT TRANS RED | 10 | Containers
8533SA | 2GAL SSII CONTAINER CLEAR | 10 | Containers
8533Y | SSII 2 GALLON TRANS YELLOW CON | 10 | Containers
8534SA | 2 GAL SSII CONTAINER TRANS RED | 10 | Containers
8535Y | 2GAL ROTOR/HNG LID TRANS YEL | 20 | Containers
8536SA | 3GAL SSII CONTAINER CLEAR | 10 | Containers
8537MW | 3 GAL SSII CONTAINER | 10 | Containers
8537SA | 3GAL SSII CONTAINER TRANS RED | 10 | Containers
8537Y | 3GAL SSII CONT TRANS YELLOW | 10 | Containers
8540SA | SSIV 4 GALLON CLEAR CONTAINER | 10 | Containers
8541SA | SSIV 4 GALLON TRANS RED CONT | 10 | Containers
8545Y | SSIV 3 GALLON TRANS YELLOW CON | 10 | Containers
8549SA | SSIV ADHESIVE BACKED HOLDER | 5 | Containers
8550B | GLOVE BOXES W/ BRACKETS | 5 | Containers
8556H | 85161H WITH GLOVE BOX ATTACH | 1 | Containers
8602RC | 2 GAL CONT W/FIP SNAP CAP LID | 20 | Containers
8602U | 2 GAL UNIVERSAL PHARMACEUTICAL | 20 | Containers
8605RC | 5 QT RCRA HAZARDOUS WASTE | 14 | Containers
8605U | 5 QT UNIVERSAL PHARMACEUTICAL | 14 | Containers
8607RC | 8 GAL CONT PG2 W/ HINGE LID | 10 | Containers
8607U | 8 GAL UNIVERSAL PHARMACEUTICAL | 10 | Containers
8608RC | 8 GAL CONT W/SLIDE TOP | 10 | Containers
8608U | 8 GAL UNIVERSAL PHARMACEUTICAL | 10 | Containers
8611RC | 12 GALLON PG2 RCRA WITH HINGED | 10 | Containers
8611U | 12 GAL UNIVERSAL PHARMACEUTIC | 10 | Containers
8612RC | 12 GAL CONT W/SLIDE TOP | 10 | Containers
8612U | 12 GAL UNIVERSAL PHARMACEUTIC | 10 | Containers
8617RC | 18 GAL CONT PG2 W/HINGE LID | 5 | Containers
8617U | 18 GAL UNIVERSAL PHARMACEUTIC | 5 | Containers
8618RC | 18 GAL CONT W/SLIDE TOP | 5 | Containers
8618U | 18 GAL UNIVERSAL PHARMACEUTIC | 5 | Containers
8820NB | NON-BIOHZRD PHARMA WASTE/2 GAL | 20 | Containers
8836NB | NON-BIOHZRD PHARMA WASTE 3/GAL | 10 | Containers
8836SA | 3 GAL PharmaStar CONT | 10 | Containers
8846SA | 4 GALLON PHARMA CONTAINER | 10 | Containers
8850NB | NON-BIOHZRD PHARMA WASTE 8/GAL | 10 | Containers
8851NB | NON-BIO PHARMA WST 8GL.SLD-LID | 10 | Containers
8860AC | 12 GAL PharmaSafety | 2 | Containers
8860NB | NON-BIOHZRD PHARMA WASTE 12GAL | 10 | Containers
8870NB | NON-BIOHZRD PHARMA WASTE 18GAL | 5 | Containers
8871NB | NON-BIO PHARMA WST 18GL.SLDLID | 5 | Containers
8900MW | 1 QT CONT MED WASTE | 100 | Containers
8900SA | 1QT CONTAINER RED | 100 | Containers
8900SA | 1QT CONTAINER RED | 100 | Containers
8901SA | BLOOD NEEDLE COLL CONT RED | 100 | Containers
8920SA | NEEDLE SYRINGE COLL CONT | 60 | Containers
8930SA | BIOMAX PERFSN WST DISP CONT | 3 | Containers
8931CRH | 12 GALLON CHEMO RED | 10 | Containers
8931PG2 | 12 GA PG2 CHEMO SHARPS CONT | 10 | Containers
8931Y | SHARPS BIOHAZARD CONT, YELLOW, | 10 | Containers
8932PG2 | 12 GAL PGC BIOMAX SHRPS CONT | 10 | Containers
8934CRS | CHEMOTHERAPY SHAPRS CONTINER, | 10 | Containers
8934PG2 | 12GAL PG2 CHEMO SLD TOP CONT | 10 | Containers
8935Y | 12 GA NEEDLE DISP CONT YEL | 10 | Containers
8936PG2 | 12 GAL PG2 BIOMAX SLD TP CONT | 10 | Containers
8936SA | 12 GAL LK RESIST W/SLIDE TOP | 10 | Containers
8938Y | 18 GA CONT YELLOW | 5 | Containers
8939CRS | CHEMOTHERAPY SHARPS CONTAINER | 5 | Containers
8939PG2 | 18GAL PG2 CHEMO SLD TOP CONT | 5 | Containers
8940FP | 12/18GAL ROTO-MOLDED FP CART | 1 | Containers
8941FP | 12/18 GAL. FLIP OPEN FTPDL CRT | 1 | Containers
8950SA | 5QT CONTAINER - RED | 40 | Containers
8967MW | 2 GA H-DROP MEDICAL WASTE | 20 | Containers
8967Y | 2 GA H-DROP TRNS YEL W/UNWND | 20 | Containers
8970Y | 2 GA N/S COLL TRANS YELLOW | 20 | Containers
8979C | SEE THRU LID 2 GA TRANS RED | 20 | Containers
8979MW | 2 GA ROTOR LID MED WASTE | 20 | Containers
8980MW | 8 GAL CONT MEDICAL WASTE | 10 | Containers
8980S | 8 GAL BIO-HAZ W/SLIDE TOP | 10 | Containers
8980Y | 8 GAL NDL DISP CONT YELLOW | 10 | Containers
8982CRH | 2 GALLON CHEMO CONTAINER RED | 20 | Containers
8982W | *2 GA WHITE CHEMO CONTAINER | 20 | Containers
8985CRH | 8 GAL CHEMO RED | 10 | Containers
8985CRS | CHEMOTHERAPY SHARPS CONTAINER | 10 | Containers
8985PG2 | 8GAL PG2 CHEMO SHARPS CONT | 10 | Containers
8985PG2Y | PG2 RATED SHARPS CONT, BIOMAX, | 10 | Containers
8985S | 8 GA SLIDING TOP CHEMO CONT | 10 | Containers
8985SPG2 | 8GAL PG2 CHEMO SLD TOP CONT | 10 | Containers
8989CRH | 18 GALLON CHEMO RED | 5 | Containers
8989PG2 | 18GAL PG2 CHEMO SHARPS CONT | 5 | Containers
8990SA | 2GAL BIOHAZ W/O GASKET | 20 | Containers
8990Y | 2 GAL BIOHAZ W/O GASKET YEL | 20 | Containers
8991Y | 18 GA SHARPS DISP CONT YELLW | 5 | Containers
8997PG2 | 8GAL PG2 BIOMAX SHARPS CONT | 10 | Containers
8997S | 8 GA LEAK RESIST W/SLIDE TOP | 10 | Containers
8997SPG2 | 8GAL PG2 BIOMAX SLD TOP CONT | 10 | Containers
8998PG2 | 18 GAL PG2 BIOMAX SHARPS CONT | 5 | Containers
8998S | 18 GAL INJ MOLDED W/SLIDE TOP | 5 | Containers
8998SPG2 | 18GAL PG2 BIOMAX SLD TOP CONT | 5 | Containers
MDS705110 | 1 QT PHLEBOTOMY CONT RED | 100 | Containers
MDS705151 | 5 QUART GATORGUARD TRANS RED | 14 | Containers
MDS705152 | 5 QT TORTUOUS PATH TRANS RED | 30 | Containers
MDS705153 | 5QT,TRNS RD CONT, PRIVATE LBL | 20 | Containers
MDS705201 | 1GAL CONT RED SLIDE TOP | 32 | Containers
MDS705202 | 2 GAL CONT RED SLIDE TOP | 20 | Containers
MDS705203 | 3 GAL GATORGUARD TRANS RED | 12 | Containers
MDS705210 | 10 GAL CONT RED HNG TOR LID | 6 | Containers
MDS706202 | 2 GAL CHEMOTHERAPY CONT | 20 | Containers
R7013 | ROTOR LOCK CLOSE | 1 | Containers
R7067 | 5 QUART LID ALWAYS OPEN | 1 | Containers
R7068 | 5QT DOOR & SCOOP ALWAYS OPEN | 1 | Containers
R7075BR | RED SNAP CAP | 1 | Containers
R7075BY | YELLOW SNAP CAP | 1 | Containers
R7409 | HOLDER BODY | 1 | Containers
R7417 | LID CHEMOBASE 12/18 GAL(X1363) | 1 | Containers
R7417 | LID CHEMOBASE 12/18 GAL(X1363) | 1 | Containers
R7421BL | BLUE THREAD DISP FOR AUTODROP | 1 | Containers
R7421BL | BLUE THREAD DISP FOR AUTODROP | 1 | Containers
R7481 | WHITE 8 GAL HINGED LID (X9820) | 1 | Containers
R7511*A | LID FOR 30GAL.-8930 (X98043) | 1 | Containers
R7511*A | LID FOR 30GAL.-8930 (X98043) | 1 | Containers
R7511*A | LID FOR 30GAL.-8930 (X98043) | 1 | Containers
R7563 | HINGED LID FOR 7-1/2 GAL | 1 | Containers
R7568 | TORTUOUS DOOR | 1 | Containers
R7616 | 1 & 2 GAL SLIDING DOOR | 1 | Containers
R7622 | SS4 LID TOOL #1415 | 1 | Containers
R7624 | SHARPSTAR IV, HOOD | 1 | Containers
R7637 | 3-1/2 GAL TORTUOUS PATH LID | 1 | Containers
RM165 | RESIN, GREENWOOD BLEND | NA | Resin
RM168 | REGRIND, IN-HOUSE, BLACK | NA | Resin
V8506 | 5QT.CONTAINER SSIII, NOVA PLUS | 20 | Containers
V8512 | VHA PLUS SHRP CNT 5QT CLEAR IN | 20 | Containers
V8536 | VHA PLUS SSII 3GAL CLR INRM | 10 | Containers
V8618 | 18 GAL CONT W/SLIDE TOP NOVA P | 5 | Containers
V8870 | 18 GAL PharmaSafety, NOVA PLUS | 5 | Containers
V8900 | VHA PLUS SHRP 1QT RED PHLEBOTM | 100 | Containers
V8938 | 18 GA SLIDING TOP, NOVA PLUS | 5 | Containers
V8970 | VHA PLUS SHRPS 2GAL RED ANCIL | 20 | Containers
V8980 | VHA PLUS SHRPS 8GAL RED LG VOL | 10 | Containers
V8985 | VHA PLUS SHRPS 8GAL YEL CHEMO | 10 | Containers
WP0001PKG | Label Kit, 20 Count | 1 | Containers
WP0002PKG | Label Kit, 5 Count | 1 | Containers
WP0003PKG | Label Kit, 14 Count | 1 | Containers
WP2202 | BLUE 2 GA LID W/YELLOW SNAPCAP | 1 | Containers
WP3204 | LID & SNAP CAP ASSEMBLY BIOHAZ | 1 | Containers
WP4810 | ASSEMBLY OF 7 & 10 GAL TOR LID | 1 | Containers
WP4836 | GATOR GUARD LID ASSBLY | 1 | Containers
WP4836BK | 5QT RCRA, BLACK LID ASSEMBLY | 1 | Containers
WP4836BK | 5QT RCRA, BLACK LID ASSEMBLY | 1 | Containers
WP7026 | 1QT 8900 LID PACKED INTO I/C | 100 | Containers
WP7026P | 1QT 8900 LID FOR 065 PSS I/C | 10 | Containers
WP7102 | ASSY OF 1&2GA SLIDE TOP LID GP | 1 | Containers
WP7409 | HOLDER BODY ASSEMBLED-BULKED | 1 | Containers
WP7417 | 12/18 GA HOTAIR STK CHEMO LID | 1 | Containers
WP7417BL | LID 12/18 GALLON | 1 | Containers
WP7417P | 12/18 GAL SLD TOP LID | 1 | Containers
WP7418 | 12/18 GAl SLD TOP GSKT LID | 1 | Containers
WP7445 | 8 GA HEAT STK LID RAILS DOORS | 1 | Containers
WP7449 | 8 GA CHEMO LID-HOT AIR STAKED | 1 | Containers
WP7464 | BULK PACK 2.2 QT LIDS | 1 | Containers
WP7477 | 8/12/18 GAL. CHEMO HOOD | 1 | Containers
WP7478 | CHEMO CAP DISC ASSM | 1 | Containers
WP7483 | 12/18 GA BIO LID ASSM | 1 | Containers
WP7605 | ASSMBLY 5QT CLR TORTUOUS LID | 1 | Containers
WP7623 | SS4 HOT STAMPED DOOR | 1 | Containers
WP8510 | LID/DOOR ASSEMBLED | 1 | Containers
WP851201N | LID/DOOR SCOOP ASSY 5QT | 1 | Containers
WP8512U | LID,DOOR,SCOOP ASSM 5QT UNWIND | 1 | Containers
WP8520N | COWL/DOOR & LID ASSEM CLEAR | 1 | Containers
WP8520N02 | COWL/DOOR & LID ASSEM CLEAR | 1 | Containers
WP8520U | COWL & LID ASSM UNWINDER | 1 | Containers
WP8526 | 8526 CLEAR LID/ROTOR 3 GAL | 1 | Containers
WP8540 | SS4 HOOD LID & DOOR ASSEMBLY | 10 | Containers
WP8825 | 2GAL PharmaSafety FIP SNAP CAP | 1 | Containers
WP8850 | 8 GAL.PharmaSafety FIP GKT LID | 1 | Containers
WP8860 | 12/18 GAL.PharmaSafety FIP LID | 1 | Containers
WP8920 | 8920 LID & LOCKING ROTOR ATT. | 60 | Containers
WP8935 | 12 GA HEAT STK LID DOOR &RAILS | 1 | Containers
WP8965N | COWL & LID ASSEMBLY CLEAR | 1 | Containers
WP8965U | COWL & LID ASSM UNWINDER | 1 | Containers
WP8979 | SEE THRU LID & LOCK ROTOR ATT. | 1 | Containers
WP8980-C | 8980C LID & LOCK ROTOR - CLR | 1 | Containers
WP8982 | SNAP CAP W/ POURED GASKET LID | 1 | Containers
WP8985 | WHT HINGED,FIP LID,SINGLE PASS | 1 | Containers
WP8998 | 18GAL.HINGED/FIP/CHEMO LID | 1 | Containers
WP8998P | 12/18 GALLON HINGED FIP LID | 1 | Containers
WP8999 | 12/18 GAL.HINGED FIP LID | 1 | Containers
PT00012250 | 12/18 GAL FOAM IN PLACE LID | 1 | Containers
R7067U | 5 QT ALWAYS OPEN LID W/UNWINDE | 1 | Containers
R7472 | HOLDER FOR 2.2 QT. CONTAINER | 1 | Containers
R7515 | 12/18 GAL. HINGED CHEMO LID | 1 | Containers
R7515BL | HINGED LID 12/18 GALLON BLUE | 1 | Containers
R7524 | 3 GALLON 5" ROTOR | 1 | Containers
R7561 | 7-1/2 GALLON HANDLE | 1 | Containers
R7611 | 19 GAL BIPCO LID | 1 | Containers
R8930LA | BIOMAX FOAM IN PLACE LID | 1 | Containers
R8939 | 12/18 GAL FOAM IN PLACE LID | 1 | Containers
WP7024K | CLR 2 GAL AUTO DROP ROTOR LID | 1 | Containers
WP7450 | 8 GAL SLIDE TOP GASKETED LID | 1 | Containers
WP7450BL | 8 GA SLIDETOP GASKETD LID | 1 | Containers
WP8986 | 8 GAL.HINGED FOAM IN PLACE LID | 1 | Containers
1181200555 | SYR 12ML SR SOFTPACK | 500 | Syringe
8881112015 | 12mL Enteral Syringe, Bulk, Nonsterile | 500 | Syringe
8881907199 | SYR 10ML ORAL DOSE NO PRT ST | 500 | Syringe
R7089W-1 | 2 GAL. HINGED LID, WHT, NO CAP | 1 | Containers
R7408 | DISPOSABLE THREAD | 1 | Containers
WP8964 | LID AND ROTOR ASSEMBLY | 1 | Containers
1181221100 | SYR 12CC 21X1 SOFTPACK | 500 | Syringe
8881512860 | SYR 12ML SE O/P ST | 500 | Syringe
PT00013702 | 18GAL.HINGED/FIP/CHEMO LID | 1 | Containers
PT00016490 | 12/18 GAL. HINGED CHEMO LID | 1 | Containers
1181218100 | SYR 12CC 18X1 SOFTPACK | 500 | Syringe
1181220112 | SYR 12CC 20X1-1/2 SOFTPACK | 500 | Syringe
PT00013699 | 12/18 GAL.PHARMASAFETY FIP LID | 1 | Containers
R7642B | Barrel, 12 mL | 800 | Syringe
1181221112 | SYR 12CC 21X1-1/2 SOFTPACK | 500 | Syringe
8881512597 | SYR 12CC-E 18 X 1 I O/P | 500 | Syringe
PT00013694 | 12/18 GALLON HINGED FIP LID | 1 | Containers
PT00016495 | HINGED CHEMO LID, 12 & 18 GAL | 1 | Containers
R7451 | 8/12/18 GAL. CHEMO CAP | 1 | Containers
WP8965MW | COWL & LID ASSY MED.WASTE | 1 | Containers
8881512662 | SYR 12CC-E 20X1-1/2 A O/P | 500 | Syringe
PT00016498 | WHITE 8 GAL HINGED LID (X9820) | 1 | Containers
PT00016811 | LID CHEMOBASE 12/18 GAL(X1363) | 1 | Containers
4502476 | SYR 12CC LUER LOCK, IRRAD | 800 | Syringe
80-8705 | 8 GAL MCKESSON SHARPS CONT | 10 | Containers
WP3206 | LID & SNAP CAP ASSEM/NO GASKET | 1 | Containers
047 | 2 GAL RED SLIDE TOP PSS | 20 | Containers
065 | 1QT RED PHLEB CONT PSS | 80 | Containers
5551771405 |  | 1000 | Syringe
R7642B | Barrel, 12 mL | 1000 | Syringe
R7412 | SNAP CAP/PLUG FOR 5010SA | 1 | Containers
WP7450BLNB | NON-BIO 8 GAL SLDTOP GSKT LID | 1 | Containers
8539SA | HOLDER FOR 85321 | 5 | Containers
WP8536 | SSII LID, DOOR, COWL | 10 | Containers
WP7477NB | NON-BIO 8/12/18 GAL CHEMO HOOD | 1 | Containers
R7028W | WHITE 2 GALLON CONTAINER | 1 | Containers
PT00013692 | WHT HINGED,FIP LID,SINGLE PASS | 1 | Containers
R7479 | 18 GAL. CONTAINER, RED | 1 | Containers
WP7029N | ASSEM.OF 8910 HOLDER&FOAM TAPE | 10 | Containers
PT00075579 | GATOR GUARD LID ASSBLY | 12 | Containers
4502570 | 12 ML PREFILL SYRINGE, SUBASSEMBLY | 1000 | Syringe
PT00069525 | GATORGUARD, LID ASSEMBLY | 14 | Containers
R7569 | 10 GAL CONTAINER RED | 1 | Containers
4502575 | 12 ML PREFILL SYRINGE, SUBASSEMBLY, STD FINGER | 1000 | Syringe
PT00075580 | 5QT RCRA, BLACK LID ASSEMBLY | 14 | Containers
5551500055 | Tumbled Tips | 10000 | Syringe
8881112518 | 12ML KK LLK SMOOTH TIP BULK NS | 1000 | Syringe
PT00016486 | 12/18 GALLON SLIDE TOP LID | 1 | Containers
3154021 | BBL 12 ML SR P5M6K-080 | 1 | Syringe
3201413 | PLGR 12CC 3-LOBE CLEAR | 1 | Syringe
R7483 | HINGED ROTOR LID 12/18 GALLON | 1 | Containers
R7515P | HINGED CHEMO LID, 12 & 18 GAL | 1 | Containers
PT00013703 | Gasketed Lid, Hinged, 12/18 Gallon | 1 | Containers
PT00096177 | PharmaSafety Lid, Door and Cowl | 10 | Containers
WP8836P | PharmaSafety Lid, Door and Cowl | 10 | Containers
WP8836PNB | Pharmaceutical, Non Hazardous, Non Biohazard, Lid, Door and Cowl | 10 | Containers
RM174 | REGRIND, IN-HOUSE, DARK |  | Resin
PT00096202 | 12/18 GALLON HINGED FIP LID ST |  | Containers
WP7417BLNB | NON-BIO PHARMA LID 12/18 GAL. |  | Containers
8918GSTC | ST 18 GALLON CONTAINER | 5 | Containers
R7024G |  |  | Containers
R7417P |  |  | Containers
WP8506 |  |  | Containers
RM169 |  |  | Resin
R7449 |  | 1 | Containers

## All PCs
Product | Description | Per Case or 1 if UOM is ea | Lid Type | Product Family | Value Stream | Listed Volume | Listed Volume Units | Volume by Gal | Height | Dimension | Width | Lid | Sales Volume
40 | 5QT PSS CONT BG TORT LID | 30 | WP7605 | G5 | Containers | 5 | qt
42 | 7GAL CONT RED HNG T LID PSS | 10 | WP4810 | G7 | Containers | 7 | gal
44 | 5 QT CONT PSS BEIGE | 14 | PT00075579 | GG | Containers | 5 | qt
47 | 2 GAL RED SLIDE TOP PSS | 20 | WP7102 | G2 | Containers | 2 | gal
65 | 1QT RED PHLEB CONT PSS | 80 | WP7026P | G1 | Containers | 1 | qt
1509 | AUTODROP NEEDLE DISP SYSTEM | 10 |  | Discontinued | Containers
1511 | AUTO DROP HOLDERS | 100 | WP7409 | AS | Containers
8301 | SHARP SHUTTLE - LOCKING | 24 |  | Discontinued | Containers
8515 | TRAY HOLDER FOR 8500/8510 | 5 | R8535 | MS | Containers
8529 | TRAY HOLDER FOR 8520/8525 | 5 | R8550 | MS | Containers
8781 | 8GAL NON-BIO GLS WST CONT | 10 | R7481 | G8 | Containers | 8 | gal
8790 | 2GAL NON-BIO GLS WASTE CONT | 20 | R7089W-1 | G2 | Containers | 2 | gal
8791 | 18GAL NON-INFECT GLASS CONT | 5 | R7515 | G18 | Containers | 18 | gal
8820 | 2Gal PharmaSafety Wast Cont | 20 | WP8825 | G2 | Containers | 2 | gal
8850 | 8Gal PharmaSafety Waste Cnt | 10 | WP8850 | G8 | Containers | 8 | gal
8851 | 8GA Pharmasafety CONT SLIDETOP | 10 | WP7450BL | G8 | Containers | 8 | gal
8860 | 12 GAL PharmaSafety CONT | 10 | WP8860 | G12 | Containers | 12 | gal
8870 | 18 GAL PharmaSafety CONT | 5 | WP8860 | G18 | Containers | 18 | gal
8871 | 18GAL Pharmasafety PG2 SLD TOP | 5 | WP7417BL | G18 | Containers | 18 | gal
8906 | 1QT CONTAINER YELLOW | 100 | WP7026 | G1 | Containers | 1 | qt
8910 | HOLDER FOR 8900SA | 10 | WP7029N | MS | Containers
8931 | 12 GAL CHEMO W/ WHT HNGD LID | 10 | WP8998 | G12 | Containers | 12 | gal
8932 | 12 GAL LEAK RESIST BIO CONT | 10 | WP8999 | G12 | Containers | 12 | gal
8933 | 12 GA NDL DISP CONT NAT LID | 10 | WP7483 | G12 | Containers | 12 | gal
8934 | 12 GAL CHEMO W/SLIDE TOP | 10 | WP7417 | G12 | Containers | 12 | gal
8935 | 12 GA NEEDLE DISP CONTAINER | 10 | WP8935 | G12 | Containers | 12 | gal
8938 | 18 GA SLIDING TOP - RED | 5 | WP8935 | G18 | Containers | 18 | gal
8939 | 18 GAL SLIDE TOP CHEMO | 5 | WP7417 | G18 | Containers | 18 | gal
8958 | 8 Gallon DialySafety Cont | 14 | WP8980-C | G8 | Containers | 8 | gal
8964 | 3 Gal DialySafety Shrp Cont | 20 | WP8964 | G2 | Containers | 3 | gal
8970 | 2 GA N/S COLLECTION CONT RED | 20 | WP8979 | G2 | Containers | 2 | gal
8974 | PLASTIC HOLDER FOR 8970 | 5 | R8534 | AS | Containers
8980 | 8 GAL NEEDLE DISP CONTAINER | 10 | WP8980-C | G8 | Containers | 8 | gal
8982 | 2 GAL CHEMOTHERAPY CONT | 20 | WP8982 | G2 | Containers | 2 | gal
8985 | 8 GAL YELLOW CHEMOTHERAPY CONT | 10 | WP8985 | G8 | Containers | 8 | gal
8989 | 18 GAL HINGED LID CHEMO CONT | 5 | WP8998 | G18 | Containers | 18 | gal
8991 | 18 GA SHARPS DISP CONT RED | 5 | WP7483 | G18 | Containers | 18 | gal
8997 | 8 GAL NDL DISP CONTAINER RED | 10 | WP8986 | G8 | Containers | 8 | gal
8998 | 18 GAL LEAK RESIST BIO CONT | 5 | WP8999 | G18 | Containers | 18 | gal
85021 | 1/2 GA INROOM CONT W/LID CLR | 20 | WP8510 | HG | Containers | 0.5 | gal
85031 | 1/2 GA INRM W/LID TRANS RED | 20 | WP8510 | HG | Containers | 0.5 | gal
85121 | 5 QT INRM W/LID CLEAR | 20 | WP8510 | G5 | Containers | 5 | qt
85131 | 5 QT W/LID TRANS RED | 20 | WP8510 | G5 | Containers | 5 | qt
85221 | 3 GAL INRM CLEAR | 10 | WP8520N | G3 | Containers | 3 | gal
85321 | 2 GAL IN-ROOM CONT CLEAR | 10 | WP8520N02 | G2 | Containers | 2 | gal
89651 | 2 GA H-DROP CLR LID RED | 20 | WP8965N | G2 | Containers | 2 | gal
89671 | 2GA H-DROP CLR LID TRANS RED | 20 | WP8965N | G2 | Containers | 2 | gal
851201 | 5 QT INROOM W/LID OPEN CLEAR | 20 | WP851201N | G5 | Containers | 5 | qt
851301 | 5 QT INRM W/LID OPEN TRANRED | 20 | WP851201N | G5 | Containers | 5 | qt
4501820 |  | 700 |  | 7 | Syringe
4502500 | SYR 12ML WFF MAGELLAN SUB | 1 |  | 8 | Syringe
4502560 | NONRFLX 12CC PREFILL SUB 1000 | 1 |  | Sub | Syringe
6492739 | 12ML LK SUB ASSEMBLY PACKAGED | 800 |  | 7 | Syringe
6492743 |  | 800 |  | 7 | Syringe
31139747 | KEY FOR HIDDEN BRACKET | 10 | R7545 | AS | Containers
31142222 | 2 GAL CONT RED SLIDE TOP | 20 | WP7102 | G2 | Containers | 2 | gal
31143525 | 7.5 GAL CONT YEL HINGED LID | 6 |  | Discontinued | Containers | 7.5 | gal
31143533 | 7.5 GAL CONT RED HINGED LID | 6 | R7563 | G7 | Containers | 7.5 | gal
31143665 | 10 GAL CONT RED HNG TOR LID | 6 | WP4810 | G10 | Containers | 10 | gal
31143699 | 1GAL CONT RED SLIDE TOP | 32 | WP7102 | G1 | Containers | 1 | gal
31143715 | 1 GAL YELLOW SLIDE TOP | 32 |  | Discontinued | Containers | 1 | gal
31143731 | 2 GAL CONT RED SLIDE TOP | 30 | WP7615 | G2 | Containers | 2 | gal
31143757 | 2 GAL CONT YELLOW SLIDE TOP | 20 |  | Discontinued | Containers | 2 | gal
31143798 | 10 GAL CONT YELLOW HNG TOR LID | 6 | WP4810 | G10 | Containers | 10 | gal
31143897 | 5QT CONT CLEAR TOR LID | 30 | WP7605 | G5 | Containers | 5 | qt
31144010 | 5 QT CONT TRANS RED TOR LID | 30 | WP7605 | G5 | Containers | 5 | qt
31156550 | 7 GAL CONT RED HINGED TOR LID | 10 | WP4810 | G7 | Containers | 7 | gal
31156916 | 2 GAL FISHER RED SLIDE TOP | 20 | WP7102 | G2 | Containers | 2 | gal
31157111 | 1 GAL FISHER RED SLIDE TOP | 32 | WP7102 | G1 | Containers | 1 | gal
31157160 | 10GAL CONT RED HNG T LID FSHER | 6 | WP4810 | G10 | Containers | 10 | gal
31180378 | 7 GAL CONT YELLOW HNG TOR LID | 10 | WP4810 | G7 | Containers | 7 | gal
31300646 | 3.5 GAL TRNS YELLW ADAPTER DR | 10 |  | Discontinued | Containers | 3.5 | gal
31300878 | 2 GAL TRANS YELLOW SLIDE TOP | 20 | WP7102 | G2 | Containers | 2 | gal
31300901 | 2.5 QT CONT TRANS YEL TOR LD | 30 |  | Discontinued | Containers | 2.5 | qt
31300919 | 5 QT CONT TRANS YELLOW TOR LID | 30 | WP7605 | G5 | Containers | 5 | qt
31314886 | 3 GAL GATORGUARD TRANS RED | 12 | PT00075579 | GG | Containers | 3 | gal
31317483 | 3 GAL GATORGRD CONT T YELLOW | 12 | PT00075579 | GG | Containers | 3 | gal
31322723 | 3.5 GAL FSHR T RED ADPTR LID | 10 | R7637 | G3 | Containers | 3.5 | gal
31323168 | 7 GAL FISHER RED HNG TORT LID | 10 | WP4810 | G7 | Containers | 7 | gal
31323176 | 5 QT FISHER CONT T RED TOR LID | 30 | WP7605 | G5 | Containers | 5 | qt
31323333 | 2 GAL GATORGUARD CONT TRAN RED | 12 | PT00075579 | GG | Containers | 2 | gal
31323358 | 2 GAL GATORGUARD CONT T YELLOW | 12 | PT00075579 | GG | Containers | 2 | gal
31324240 | 7.5 GAL FISHER RED HINGED LID | 6 | R7563 | G7 | Containers | 7.5 | gal
31325410 | 1QT RED PHLEB CONT FISHER | 18 | R7026 | G1 | Containers | 1 | qt
31353603 | 5 QT GATORGUARD CONT T RED | 14 | PT00069525 | GG | Containers | 5 | qt
31353611 | 5 QT GATORGUARD CONT T YELLOW | 14 | PT00069525 | GG | Containers | 5 | qt
31378089 | 19 GALLON BIOHAZARD WASTE | 5 | R7630 | G18 | Containers | 19 | gal
1181200777 |  | 480 |  | 8 | Syringe
5551500035 | RUB TIP 12CC L/F SILC/EXP | 0 |  | Tips | Syringe
5551731218 |  | 480 |  | 7 | Syringe
5551761207 | RUB TIP 12CC L/F BLK NO SILI | 1 |  | Tips | Syringe
5551771203 | 12ML SYR BARREL - 3622 WOS | 800 |  | 7 | Syringe
5551771207 | BARL 12CC S-R WOS 7824MR UPT | 800 |  | 7 | Syringe
5551771405 |  | 1000 |  | 412 | Syringe
5551777419 |  | 1250 |  | 7 | Syringe
8881110160 |  | 700 |  | 7 | Syringe
8881112059 |  | 500 |  | 7 | Syringe
8881112083 | SYR 12CC LK SP CE MARK NS | 800 |  | 7 | Syringe
8881112599 |  | 800 |  | 1 | Syringe
8881112985 |  | 1000 |  | 7 | Syringe
8881412012 |  | 500 |  | 412 | Syringe
8881502267 | SYR 12CC 18 X 1 I VET PK O/P | 500 |  | 2 | Syringe
8881512738 | SYR 12CC-E 21 X 1 A O/P | 500 |  | 2 | Syringe
8881512852 |  | 480 |  | 3 | Syringe
8881512878 |  | 480 |  | 3 | Syringe
8881540122 |  | 700 |  | 8 | Syringe
8881907003 | SYR 10ML AMBER ORAL MED CE NS | 800 |  | 7 | Syringe
8881907102 |  | 500 |  | 7 | Syringe
8881907465 |  | 700 |  | 7 | Syringe
1500SA | BLOOD NEEDLE HOLDER | 1000 | R7070 | MS | Containers
1510SA | AUTO DROP | 50 | WP7409 | AS | Containers
1522SA | 2.2QT PHLEBOTOMY CONTAINER | 60 | WP7464 | G2 | Containers | 2.2 | qt
1523SA | HOLDER FOR 2.2QT CONTAINER | 5 | R7472 | AS | Containers
1525SA | 2GAL CONTAINER - AUTO DROP | 20 | WP7024K | G2 | Containers | 2 | gal
410S |  | 500 |  | 7 | Syringe
412SE | Finished Goods, Sterile, 12 mL Syringe, Enteral, P | 800 |  | 8 | Syringe
5551771405 | 412 STRA BARL UPT | 800 |  | PF not found | Syringe
5551777047MT |  | 850 |  | 7 | Syringe
5551777369MT |  | 850 |  | 7 | Syringe
8301BY | SHARP SHUTTLE LOCKING-CANADA | 24 | R7504 | Discontinued | Containers
8303BY | 1 QT YELLOW SHRPS DISP CONT | 20 | R7507Y | Discontinued | Containers
8303SA | 1QT HMCARE SHRPS DISP CONT | 20 | R7507 | G1 | Containers | 1 | qt
8502Y | 1/2 GA CLR LID W/UNWD YLCONT | 20 |  | Discontinued | Containers
8506SA | 5QT.CONTAINER SSIII CLEAR | 20 | WP8506 | SS | Containers | 5 | qt
8506Y | 5 QT CNT W/TRNS YELLOW CONT | 20 | WP8506 | SS | Containers | 5 | qt
8506YM | 5 QT SHARPSTAR III MSSS | 20 | WP8506 | SS | Containers | 5 | qt
8507MW | 5 QT SSIII CONT MEDICAL WASTE | 20 | WP8506MW | SS | Containers | 5 | qt
8507SA | 5QT CONTAINER SSIII T RED | 20 | WP8506 | SS | Containers | 5 | qt
85120Y | 5 QT W/LID OPEN &W/UNWND YEL | 20 | WP8512U | G5 | Containers | 5 | qt
8512Y | 5 QT INRM CONT TRANS YELLOW | 20 |  | PF not found | Containers | 5 | qt
85221R | 3 GA INRM TRNS RD CLR TOP | 10 | WP8520N | G3 | Containers | 3 | gal
8522MW | 3 GA INRM - 3.5% MEDICAL WASTE | 10 | WP8520MW | Discontinued | Containers | 3 | gal
8522Y | 3 GA INRM TRANS YEL W/UNWND | 10 | WP8520U | G3 | Containers | 3 | gal
8525Y | 3 GA ROTOR/HINGE LID-YELLOW | 10 | WP8526 | G3 | Containers | 3 | gal
8527R | 3GA ROTOR/HINGE LID-TRNS RED | 10 | WP8526 | G3 | Containers | 3 | gal
85321R | 2 GAL IN-ROOM CONT TRANS RED | 10 | WP8520N02 | G2 | Containers | 2 | gal
8533SA | 2GAL SSII CONTAINER CLEAR | 10 | WP8536 | SS | Containers | 2 | gal
8533Y | SSII 2 GALLON TRANS YELLOW CON | 10 | WP8536 | SS | Containers | 2 | gal
8534SA | 2 GAL SSII CONTAINER TRANS RED | 10 | WP8536 | SS | Containers | 2 | gal
8535Y | 2GAL ROTOR/HNG LID TRANS YEL | 20 | WP8526 | G2 | Containers | 2 | gal
8536SA | 3GAL SSII CONTAINER CLEAR | 10 | WP8536 | SS | Containers | 3 | gal
8537MW | 3 GAL SSII CONTAINER | 10 | WP8536 | SS | Containers | 3 | gal
8537SA | 3GAL SSII CONTAINER TRANS RED | 10 | WP8536 | SS | Containers | 3 | gal
8537Y | 3GAL SSII CONT TRANS YELLOW | 10 | WP8536 | SS | Containers | 3 | gal
8540SA | SSIV 4 GALLON CLEAR CONTAINER | 10 | WP8540 | SS | Containers | 4 | gal
8541SA | SSIV 4 GALLON TRANS RED CONT | 10 | WP8540 | SS | Containers | 4 | gal
8545Y | SSIV 3 GALLON TRANS YELLOW CON | 10 |  | Discontinued | Containers | 3 | gal
8549SA | SSIV ADHESIVE BACKED HOLDER | 5 | R7626 | AS | Containers
8550B | GLOVE BOXES W/ BRACKETS | 5 | R8550LGB | AS | Containers
8556H | 85161H WITH GLOVE BOX ATTACH | 1 | R8516-1HB | AS | Containers
8602RC | 2 GAL CONT W/FIP SNAP CAP LID | 20 | WP8982 | G2 | Containers | 2 | gal
8602U | 2 GAL UNIVERSAL PHARMACEUTICAL | 20 | WP8982 | G2 | Containers | 2 | gal
8605RC | 5 QT RCRA HAZARDOUS WASTE | 14 | PT00075580 | G5 | Containers | 5 | qt
8605U | 5 QT UNIVERSAL PHARMACEUTICAL | 14 | PT00075580 | G5 | Containers | 5 | qt
8607RC | 8 GAL CONT PG2 W/ HINGE LID | 10 | WP8985 | G8 | Containers | 8 | gal
8607U | 8 GAL UNIVERSAL PHARMACEUTICAL | 10 | WP8985 | G8 | Containers | 8 | gal
8608RC | 8 GAL CONT W/SLIDE TOP | 10 | WP7449 | G8 | Containers | 8 | gal
8608U | 8 GAL UNIVERSAL PHARMACEUTICAL | 10 | WP7449 | G8 | Containers | 8 | gal
8611RC | 12 GALLON PG2 RCRA WITH HINGED | 10 | WP8998P | G12 | Containers | 12 | gal
8611U | 12 GAL UNIVERSAL PHARMACEUTIC | 10 | WP8998P | G12 | Containers | 12 | gal
8612RC | 12 GAL CONT W/SLIDE TOP | 10 | WP7417P | G12 | Containers | 12 | gal
8612U | 12 GAL UNIVERSAL PHARMACEUTIC | 10 | WP7417P | G12 | Containers | 12 | gal
8617RC | 18 GAL CONT PG2 W/HINGE LID | 5 | WP8998P | G18 | Containers | 18 | gal
8617U | 18 GAL UNIVERSAL PHARMACEUTIC | 5 | WP8998P | G18 | Containers | 18 | gal
8618RC | 18 GAL CONT W/SLIDE TOP | 5 | WP7417P | G18 | Containers | 18 | gal
8618U | 18 GAL UNIVERSAL PHARMACEUTIC | 5 | WP7417P | G18 | Containers | 18 | gal
8820NB | NON-BIOHZRD PHARMA WASTE/2 GAL | 20 | WP8825 | G2 | Containers | 2 | gal
8836NB | NON-BIOHZRD PHARMA WASTE 3/GAL | 10 | WP8836PNB | SS | Containers | 3 | gal
8836SA | 3 GAL PharmaStar CONT | 10 | WP8836P | SS | Containers | 3 | gal
8846SA | 4 GALLON PHARMA CONTAINER | 10 | WP8540 | SS | Containers | 4 | gal
8850NB | NON-BIOHZRD PHARMA WASTE 8/GAL | 10 | WP8850 | G8 | Containers | 8 | gal
8851NB | NON-BIO PHARMA WST 8GL.SLD-LID | 10 | WP7450BLNB | G8 | Containers | 8 | gal
8860AC | 12 GAL PharmaSafety | 2 | WP8860 | G12 | Containers | 12 | gal
8860NB | NON-BIOHZRD PHARMA WASTE 12GAL | 10 | WP8860 | G12 | Containers | 12 | gal
8870NB | NON-BIOHZRD PHARMA WASTE 18GAL | 5 | WP8860 | G18 | Containers | 18 | gal
8871NB | NON-BIO PHARMA WST 18GL.SLDLID | 5 | WP7417BLNB | G18 | Containers | 18 | gal
8900MW | 1 QT CONT MED WASTE | 100 | WP7026 | G1 | Containers | 1 | qt
8900SA | 1QT CONTAINER RED | 100 | WP7026 | G1 | Containers | 1 | qt
8900SA | 1QT CONTAINER RED | 100 | WP7026 | G1 | Containers | 1 | qt
8901SA | BLOOD NEEDLE COLL CONT RED | 100 | WP7026 | MS | Containers
8920SA | NEEDLE SYRINGE COLL CONT | 60 | WP8920 | MS | Containers
8930SA | BIOMAX PERFSN WST DISP CONT | 3 | R8930LA | MS | Containers
8931CRH | 12 GALLON CHEMO RED | 10 |  | Discontinued | Containers | 12 | gal
8931PG2 | 12 GA PG2 CHEMO SHARPS CONT | 10 | WP8998P | G12 | Containers | 12 | gal
8931Y | SHARPS BIOHAZARD CONT, YELLOW, | 10 |  | Discontinued | Containers | 12 | gal
8932PG2 | 12 GAL PGC BIOMAX SHRPS CONT | 10 | WP8998P | G12 | Containers | 12 | gal
8934CRS | CHEMOTHERAPY SHAPRS CONTINER, | 10 | WP7417 | G12 | Containers
8934PG2 | 12GAL PG2 CHEMO SLD TOP CONT | 10 | WP7417P | G12 | Containers
8935Y | 12 GA NEEDLE DISP CONT YEL | 10 | WP8935 | G12 | Containers
8936PG2 | 12 GAL PG2 BIOMAX SLD TP CONT | 10 | WP7417P | G12 | Containers
8936SA | 12 GAL LK RESIST W/SLIDE TOP | 10 | WP7418 | G12 | Containers
8938Y | 18 GA CONT YELLOW | 5 | WP8935 | G18 | Containers
8939CRS | CHEMOTHERAPY SHARPS CONTAINER | 5 | WP7417 | G18 | Containers
8939PG2 | 18GAL PG2 CHEMO SLD TOP CONT | 5 | WP7417P | G18 | Containers
8940FP | 12/18GAL ROTO-MOLDED FP CART | 1 |  | CT | Containers
8941FP | 12/18 GAL. FLIP OPEN FTPDL CRT | 1 |  | CT | Containers
8950SA | 5QT CONTAINER - RED | 40 | WP8950SA | G5 | Containers
8967MW | 2 GA H-DROP MEDICAL WASTE | 20 | WP8965MW | G2 | Containers
8967Y | 2 GA H-DROP TRNS YEL W/UNWND | 20 | WP8965U | G2 | Containers
8970Y | 2 GA N/S COLL TRANS YELLOW | 20 | WP8979 | G2 | Containers
8979C | SEE THRU LID 2 GA TRANS RED | 20 | WP8979 | G2 | Containers
8979MW | 2 GA ROTOR LID MED WASTE | 20 | WP8979 | G2 | Containers
8980MW | 8 GAL CONT MEDICAL WASTE | 10 | WP8980-C | G8 | Containers
8980S | 8 GAL BIO-HAZ W/SLIDE TOP | 10 | WP7445 | G8 | Containers
8980Y | 8 GAL NDL DISP CONT YELLOW | 10 | WP8980-C | G8 | Containers
8982CRH | 2 GALLON CHEMO CONTAINER RED | 20 | WP8982 | G2 | Containers
8982W | *2 GA WHITE CHEMO CONTAINER | 20 |  | PF not found | Containers
8985CRH | 8 GAL CHEMO RED | 10 | WP8985 | G8 | Containers
8985CRS | CHEMOTHERAPY SHARPS CONTAINER | 10 | WP7449 | G8 | Containers
8985PG2 | 8GAL PG2 CHEMO SHARPS CONT | 10 | WP8985 | G8 | Containers
8985PG2Y | PG2 RATED SHARPS CONT, BIOMAX, | 10 | WP8985 | G8 | Containers
8985S | 8 GA SLIDING TOP CHEMO CONT | 10 | WP7449 | G8 | Containers
8985SPG2 | 8GAL PG2 CHEMO SLD TOP CONT | 10 | WP7449 | G8 | Containers
8989CRH | 18 GALLON CHEMO RED | 5 | WP8998 | G18 | Containers
8989PG2 | 18GAL PG2 CHEMO SHARPS CONT | 5 | WP8998P | G18 | Containers
8990SA | 2GAL BIOHAZ W/O GASKET | 20 | WP3204 | G2 | Containers
8990Y | 2 GAL BIOHAZ W/O GASKET YEL | 20 | WP3206 | G2 | Containers
8991Y | 18 GA SHARPS DISP CONT YELLW | 5 | WP7483 | G18 | Containers
8997PG2 | 8GAL PG2 BIOMAX SHARPS CONT | 10 | WP8985 | G8 | Containers
8997S | 8 GA LEAK RESIST W/SLIDE TOP | 10 | WP7450 | G8 | Containers
8997SPG2 | 8GAL PG2 BIOMAX SLD TOP CONT | 10 | WP7449 | G8 | Containers
8998PG2 | 18 GAL PG2 BIOMAX SHARPS CONT | 5 | WP8998P | G18 | Containers
8998S | 18 GAL INJ MOLDED W/SLIDE TOP | 5 | WP7418 | G18 | Containers
8998SPG2 | 18GAL PG2 BIOMAX SLD TOP CONT | 5 | WP7417P | G18 | Containers
MDS705110 | 1 QT PHLEBOTOMY CONT RED | 100 |  | PF not found | Containers
MDS705151 | 5 QUART GATORGUARD TRANS RED | 14 |  | PF not found | Containers
MDS705152 | 5 QT TORTUOUS PATH TRANS RED | 30 |  | PF not found | Containers
MDS705153 | 5QT,TRNS RD CONT, PRIVATE LBL | 20 |  | PF not found | Containers
MDS705201 | 1GAL CONT RED SLIDE TOP | 32 |  | PF not found | Containers
MDS705202 | 2 GAL CONT RED SLIDE TOP | 20 |  | PF not found | Containers
MDS705203 | 3 GAL GATORGUARD TRANS RED | 12 |  | PF not found | Containers
MDS705210 | 10 GAL CONT RED HNG TOR LID | 6 |  | PF not found | Containers
MDS706202 | 2 GAL CHEMOTHERAPY CONT | 20 |  | PF not found | Containers
R7013 | ROTOR LOCK CLOSE | 1 |  | G8 | Containers
R7067 | 5 QUART LID ALWAYS OPEN | 1 |  | PF not found | Containers
R7068 | 5QT DOOR & SCOOP ALWAYS OPEN | 1 |  | 5G | Containers
R7075BR | RED SNAP CAP | 1 |  | PF not found | Containers
R7075BY | YELLOW SNAP CAP | 1 |  | 2G | Containers
R7409 | HOLDER BODY | 1 |  | PF not found | Containers
R7417 | LID CHEMOBASE 12/18 GAL(X1363) | 1 |  | PF not found | Containers
R7417 | LID CHEMOBASE 12/18 GAL(X1363) | 1 |  | PF not found | Containers
R7421BL | BLUE THREAD DISP FOR AUTODROP | 1 |  | PF not found | Containers
R7421BL | BLUE THREAD DISP FOR AUTODROP | 1 |  | PF not found | Containers
R7481 | WHITE 8 GAL HINGED LID (X9820) | 1 |  | G8 | Containers
R7511*A | LID FOR 30GAL.-8930 (X98043) | 1 |  | PF not found | Containers
R7511*A | LID FOR 30GAL.-8930 (X98043) | 1 |  | PF not found | Containers
R7511*A | LID FOR 30GAL.-8930 (X98043) | 1 |  | PF not found | Containers
R7563 | HINGED LID FOR 7-1/2 GAL | 1 |  | G7 | Containers
R7568 | TORTUOUS DOOR | 1 |  | PF not found | Containers
R7616 | 1 & 2 GAL SLIDING DOOR | 1 |  | G2 | Containers
R7622 | SS4 LID TOOL #1415 | 1 |  | PF not found | Containers
R7624 | SHARPSTAR IV, HOOD | 1 |  | PF not found | Containers
R7637 | 3-1/2 GAL TORTUOUS PATH LID | 1 |  | G3 | Containers
RM165 | RESIN, GREENWOOD BLEND | NA |  | Recy | Resin
RM168 | REGRIND, IN-HOUSE, BLACK | NA |  | PF not found | Resin
V8506 | 5QT.CONTAINER SSIII, NOVA PLUS | 20 | WPV8506 | SS | Containers
V8512 | VHA PLUS SHRP CNT 5QT CLEAR IN | 20 | WP8510 | G5 | Containers
V8536 | VHA PLUS SSII 3GAL CLR INRM | 10 | WPV8536 | SS | Containers
V8618 | 18 GAL CONT W/SLIDE TOP NOVA P | 5 | WP7417P | G18 | Containers
V8870 | 18 GAL PharmaSafety, NOVA PLUS | 5 | WP8860 | G18 | Containers
V8900 | VHA PLUS SHRP 1QT RED PHLEBOTM | 100 | WP7026 | G1 | Containers
V8938 | 18 GA SLIDING TOP, NOVA PLUS | 5 | WP8935 | G18 | Containers
V8970 | VHA PLUS SHRPS 2GAL RED ANCIL | 20 | WP8979 | G2 | Containers
V8980 | VHA PLUS SHRPS 8GAL RED LG VOL | 10 | WP8980-C | G8 | Containers
V8985 | VHA PLUS SHRPS 8GAL YEL CHEMO | 10 | WP8985 | G8 | Containers
WP0001PKG | Label Kit, 20 Count | 1 |  | PF not found | Containers
WP0002PKG | Label Kit, 5 Count | 1 |  | PF not found | Containers
WP0003PKG | Label Kit, 14 Count | 1 |  | PF not found | Containers
WP2202 | BLUE 2 GA LID W/YELLOW SNAPCAP | 1 |  | PF not found | Containers
WP3204 | LID & SNAP CAP ASSEMBLY BIOHAZ | 1 |  | G2 | Containers
WP4810 | ASSEMBLY OF 7 & 10 GAL TOR LID | 1 |  | G7 | Containers
WP4836 | GATOR GUARD LID ASSBLY | 1 |  | GG | Containers
WP4836BK | 5QT RCRA, BLACK LID ASSEMBLY | 1 |  | G5 | Containers
WP4836BK | 5QT RCRA, BLACK LID ASSEMBLY | 1 |  | G5 | Containers
WP7026 | 1QT 8900 LID PACKED INTO I/C | 100 |  | G1 | Containers
WP7026P | 1QT 8900 LID FOR 065 PSS I/C | 10 |  | G1 | Containers
WP7102 | ASSY OF 1&2GA SLIDE TOP LID GP | 1 |  | G2 | Containers
WP7409 | HOLDER BODY ASSEMBLED-BULKED | 1 |  | AS | Containers
WP7417 | 12/18 GA HOTAIR STK CHEMO LID | 1 |  | G12 | Containers
WP7417BL | LID 12/18 GALLON | 1 |  | G18 | Containers
WP7417P | 12/18 GAL SLD TOP LID | 1 |  | G18 | Containers
WP7418 | 12/18 GAl SLD TOP GSKT LID | 1 |  | G12 | Containers
WP7445 | 8 GA HEAT STK LID RAILS DOORS | 1 |  | G8 | Containers
WP7449 | 8 GA CHEMO LID-HOT AIR STAKED | 1 |  | G8 | Containers
WP7464 | BULK PACK 2.2 QT LIDS | 1 |  | G2 | Containers
WP7477 | 8/12/18 GAL. CHEMO HOOD | 1 |  | PF not found | Containers
WP7478 | CHEMO CAP DISC ASSM | 1 |  | G8 | Containers
WP7483 | 12/18 GA BIO LID ASSM | 1 |  | G18 | Containers
WP7605 | ASSMBLY 5QT CLR TORTUOUS LID | 1 |  | G5 | Containers
WP7623 | SS4 HOT STAMPED DOOR | 1 |  | SS | Containers
WP8510 | LID/DOOR ASSEMBLED | 1 |  | G5 | Containers
WP851201N | LID/DOOR SCOOP ASSY 5QT | 1 |  | G5 | Containers
WP8512U | LID,DOOR,SCOOP ASSM 5QT UNWIND | 1 |  | G5 | Containers
WP8520N | COWL/DOOR & LID ASSEM CLEAR | 1 |  | G3 | Containers
WP8520N02 | COWL/DOOR & LID ASSEM CLEAR | 1 |  | G2 | Containers
WP8520U | COWL & LID ASSM UNWINDER | 1 |  | G3 | Containers
WP8526 | 8526 CLEAR LID/ROTOR 3 GAL | 1 |  | G3 | Containers
WP8540 | SS4 HOOD LID & DOOR ASSEMBLY | 10 |  | SS | Containers
WP8825 | 2GAL PharmaSafety FIP SNAP CAP | 1 |  | G2 | Containers
WP8850 | 8 GAL.PharmaSafety FIP GKT LID | 1 |  | G8 | Containers
WP8860 | 12/18 GAL.PharmaSafety FIP LID | 1 |  | G12 | Containers
WP8920 | 8920 LID & LOCKING ROTOR ATT. | 60 |  | MS | Containers
WP8935 | 12 GA HEAT STK LID DOOR &RAILS | 1 |  | G18 | Containers
WP8965N | COWL & LID ASSEMBLY CLEAR | 1 |  | G2 | Containers
WP8965U | COWL & LID ASSM UNWINDER | 1 |  | G2 | Containers
WP8979 | SEE THRU LID & LOCK ROTOR ATT. | 1 |  | G2 | Containers
WP8980-C | 8980C LID & LOCK ROTOR - CLR | 1 |  | G8 | Containers
WP8982 | SNAP CAP W/ POURED GASKET LID | 1 |  | G2 | Containers
WP8985 | WHT HINGED,FIP LID,SINGLE PASS | 1 |  | G8 | Containers
WP8998 | 18GAL.HINGED/FIP/CHEMO LID | 1 |  | G18 | Containers
WP8998P | 12/18 GALLON HINGED FIP LID | 1 |  | G12 | Containers
WP8999 | 12/18 GAL.HINGED FIP LID | 1 |  | G12 | Containers
PT00012250 | 12/18 GAL FOAM IN PLACE LID | 1 |  | PF not found | Containers
R7067U | 5 QT ALWAYS OPEN LID W/UNWINDE | 1 |  | PF not found | Containers
R7472 | HOLDER FOR 2.2 QT. CONTAINER | 1 |  | AS | Containers
R7515 | 12/18 GAL. HINGED CHEMO LID | 1 |  | G18 | Containers
R7515BL | HINGED LID 12/18 GALLON BLUE | 1 |  | PF not found | Containers
R7524 | 3 GALLON 5" ROTOR | 1 |  | PF not found | Containers
R7561 | 7-1/2 GALLON HANDLE | 1 |  | PF not found | Containers
R7611 | 19 GAL BIPCO LID | 1 |  | PF not found | Containers
R8930LA | BIOMAX FOAM IN PLACE LID | 1 |  | MS | Containers
R8939 | 12/18 GAL FOAM IN PLACE LID | 1 |  | PF not found | Containers
WP7024K | CLR 2 GAL AUTO DROP ROTOR LID | 1 |  | G2 | Containers
WP7450 | 8 GAL SLIDE TOP GASKETED LID | 1 |  | G8 | Containers
WP7450BL | 8 GA SLIDETOP GASKETD LID | 1 |  | G8 | Containers
WP8986 | 8 GAL.HINGED FOAM IN PLACE LID | 1 |  | G8 | Containers
1181200555 | SYR 12ML SR SOFTPACK | 500 |  | 8 | Syringe
8881112015 | 12mL Enteral Syringe, Bulk, Nonsterile | 500 |  | 8 | Syringe
8881907199 | SYR 10ML ORAL DOSE NO PRT ST | 500 |  | 7 | Syringe
R7089W-1 | 2 GAL. HINGED LID, WHT, NO CAP | 1 |  | G2 | Containers
R7408 | DISPOSABLE THREAD | 1 |  | PF not found | Containers
WP8964 | LID AND ROTOR ASSEMBLY | 1 |  | G2 | Containers
1181221100 | SYR 12CC 21X1 SOFTPACK | 500 |  | 8 | Syringe
8881512860 | SYR 12ML SE O/P ST | 500 |  | 3 | Syringe
PT00013702 | 18GAL.HINGED/FIP/CHEMO LID | 1 |  | G18 | Containers
PT00016490 | 12/18 GAL. HINGED CHEMO LID | 1 |  | G12 | Containers
1181218100 | SYR 12CC 18X1 SOFTPACK | 500 |  | 8 | Syringe
1181220112 | SYR 12CC 20X1-1/2 SOFTPACK | 500 |  | 8 | Syringe
PT00013699 | 12/18 GAL.PHARMASAFETY FIP LID | 1 |  | PF not found | Containers
R7642B | Barrel, 12 mL | 800 |  | 8 | Syringe
1181221112 | SYR 12CC 21X1-1/2 SOFTPACK | 500 |  | 8 | Syringe
8881512597 | SYR 12CC-E 18 X 1 I O/P | 500 |  | 2 | Syringe
PT00013694 | 12/18 GALLON HINGED FIP LID | 1 |  | IQA | Containers
PT00016495 | HINGED CHEMO LID, 12 & 18 GAL | 1 |  | G12 | Containers
R7451 | 8/12/18 GAL. CHEMO CAP | 1 |  | PF not found | Containers
WP8965MW | COWL & LID ASSY MED.WASTE | 1 |  | G2 | Containers
8881512662 | SYR 12CC-E 20X1-1/2 A O/P | 500 |  | 2 | Syringe
PT00016498 | WHITE 8 GAL HINGED LID (X9820) | 1 |  | 8G | Containers
PT00016811 | LID CHEMOBASE 12/18 GAL(X1363) | 1 |  | PF not found | Containers
4502476 | SYR 12CC LUER LOCK, IRRAD | 800 |  | 7 | Syringe
80-8705 | 8 GAL MCKESSON SHARPS CONT | 10 | WP8980-C | G8 | Containers
WP3206 | LID & SNAP CAP ASSEM/NO GASKET | 1 |  | G2 | Containers
047 | 2 GAL RED SLIDE TOP PSS | 20 |  | PF not found | Containers
065 | 1QT RED PHLEB CONT PSS | 80 |  | PF not found | Containers
5551771405 |  | 1000 |  | PF not found | Syringe
R7642B | Barrel, 12 mL | 1000 |  | 8 | Syringe
R7412 | SNAP CAP/PLUG FOR 5010SA | 1 |  | AS | Containers
WP7450BLNB | NON-BIO 8 GAL SLDTOP GSKT LID | 1 |  | G8 | Containers
8539SA | HOLDER FOR 85321 | 5 | R9806 | AS | Containers
WP8536 | SSII LID, DOOR, COWL | 10 |  | SS | Containers
WP7477NB | NON-BIO 8/12/18 GAL CHEMO HOOD | 1 |  | PF not found | Containers
R7028W | WHITE 2 GALLON CONTAINER | 1 |  | G2 | Containers
PT00013692 | WHT HINGED,FIP LID,SINGLE PASS | 1 |  | G8 | Containers
R7479 | 18 GAL. CONTAINER, RED | 1 |  | G18 | Containers
WP7029N | ASSEM.OF 8910 HOLDER&FOAM TAPE | 10 |  | MS | Containers
PT00075579 | GATOR GUARD LID ASSBLY | 12 |  | GG | Containers
4502570 | 12 ML PREFILL SYRINGE, SUBASSEMBLY | 1000 |  | Sub | Syringe
PT00069525 | GATORGUARD, LID ASSEMBLY | 14 |  | GG | Containers
R7569 | 10 GAL CONTAINER RED | 1 |  | PF not found | Containers
4502575 | 12 ML PREFILL SYRINGE, SUBASSEMBLY, STD FINGER | 1000 |  | Sub | Syringe
PT00075580 | 5QT RCRA, BLACK LID ASSEMBLY | 14 |  | PF not found | Containers
5551500055 | Tumbled Tips | 10000 |  | Tips | Syringe
8881112518 | 12ML KK LLK SMOOTH TIP BULK NS | 1000 |  | 1 | Syringe
PT00016486 | 12/18 GALLON SLIDE TOP LID | 1 |  | PF not found | Containers
3154021 | BBL 12 ML SR P5M6K-080 | 1 |  | 3 | Syringe
3201413 | PLGR 12CC 3-LOBE CLEAR | 1 |  | PF not found | Syringe
R7483 | HINGED ROTOR LID 12/18 GALLON | 1 |  | PF not found | Containers
R7515P | HINGED CHEMO LID, 12 & 18 GAL | 1 |  | PF not found | Containers
PT00013703 | Gasketed Lid, Hinged, 12/18 Gallon | 1 |  | PF not found | Containers
PT00096177 | PharmaSafety Lid, Door and Cowl | 10 |  | PF not found | Containers
WP8836P | PharmaSafety Lid, Door and Cowl | 10 |  | SS | Containers
WP8836PNB | Pharmaceutical, Non Hazardous, Non Biohazard, Lid, Door and Cowl | 10 |  | SS | Containers
RM174 | REGRIND, IN-HOUSE, DARK |  |  | PF not found | Resin
PT00096202 | 12/18 GALLON HINGED FIP LID ST |  |  | PF not found | Containers
WP7417BLNB | NON-BIO PHARMA LID 12/18 GAL. |  |  | G18 | Containers
8918GSTC | ST 18 GALLON CONTAINER | 5 |  | PF not found | Containers
R7024G |  |  |  | PF not found | Containers
R7417P |  |  |  | PF not found | Containers
WP8506 |  |  |  | SS | Containers
RM169 |  |  |  | PF not found | Resin
R7449 |  | 1 |  | PF not found | Containers
65PSS | 1QT RED PHLEB CONT PSS | 80 | WP7026P | G1 | Containers
Unknown NS | UNK SFF |  |  |  | Syringe
PT00096237 | 2GAL FIP SNAP CAP Sustainable Technologies |  |  |  | Containers
R7036 | Sharps Container, Red, 8 Gallon |  |  |  | Containers
8902GSTC | Sustainable Technologies 2 Gallon Container |  |  |  | Containers

## PC_PF_VS
Product | Product Family | Value Stream
4502565 | 1 | Syringe
8881893578 | 1 | Syringe
8881112599 | 1 | Syringe
8881502267 | 2 | Syringe
8881512597 | 2 | Syringe
8881512662 | 2 | Syringe
8881512738 | 2 | Syringe
8881512746 | 2 | Syringe
8881512811 | 2 | Syringe
8881541125 | 2 | Syringe
8881512852 | 3 | Syringe
8881512860 | 3 | Syringe
8881512878 | 3 | Syringe
8881112075 | 3 | Syringe
4502560 | Sub | Syringe
8881112083 | 7 | Syringe
410S | 7 | Syringe
410S- | 7 | Syringe
6492743 | 7 | Syringe
6492739 | 7 | Syringe
4502476 | 7 | Syringe
4501820 | 7 | Syringe
5551731218 | 7 | Syringe
5551771203 | 7 | Syringe
5551771207 | 7 | Syringe
5551777047MT | 7 | Syringe
5551777369MT | 7 | Syringe
5551777401 | 7 | Syringe
5551777419 | 7 | Syringe
8881110160 | 7 | Syringe
8881112059 | 7 | Syringe
8881112985 | 7 | Syringe
8881907003 | 7 | Syringe
8881907102 | 7 | Syringe
8881907199 | 7 | Syringe
8881907465 | 7 | Syringe
1181200777 | 8 | Syringe
1181200555 | 8 | Syringe
1181218100 | 8 | Syringe
1181220112 | 8 | Syringe
1181221100 | 8 | Syringe
1181221112 | 8 | Syringe
8881540122 | 8 | Syringe
8881541208 | 8 | Syringe
412SE | 8 | Syringe
4502500 | 8 | Syringe
8881112015 | 8 | Syringe
R7642B | 8 | Syringe
8881412012 | 412 | Syringe
5551771405 | 412 | Syringe
8881412199 | 412 | Syringe
5551761207 | Tips | Syringe
5551500035 | Tips | Syringe
5551771412 | 412 | Syringe
Unk NS | UNK SFF | Syringe
31325049 | G1 | Container
31325410 | G1 | Container
8303SA | G1 | Container
8303BY | G1 | Container
8909 | G1 | Container
V8900 | G1 | Container
8900MW | G1 | Container
8900SA | G1 | Container
8906 | G1 | Container
65 | G1 | Container
31143699 | G1 | Container
31157111 | G1 | Container
85021 | HG | Container
85031 | HG | Container
31143665 | G10 | Container
31143798 | G10 | Container
31157160 | G10 | Container
8934 | G12 | Container
8934CRS | G12 | Container
8612RC | G12 | Container
8612U | G12 | Container
8934PG2 | G12 | Container
8936PG2 | G12 | Container
8936SA | G12 | Container
8933 | G12 | Container
8860 | G12 | Container
8860AC | G12 | Container
8860NB | G12 | Container
8935 | G12 | Container
8935Y | G12 | Container
8931 | G12 | Container
8611RC | G12 | Container
8611U | G12 | Container
8931PG2 | G12 | Container
8932PG2 | G12 | Container
8932 | G12 | Container
8938FP | G18 | Container
8791 | G18 | Container
31378089 | G18 | Container
8939 | G18 | Container
8939CRS | G18 | Container
8871 | G18 | Container
8871NB | G18 | Container
V8618 | G18 | Container
8618RC | G18 | Container
8618U | G18 | Container
8939PG2 | G18 | Container
8998SPG2 | G18 | Container
8998S | G18 | Container
8991 | G18 | Container
8991Y | G18 | Container
V8870 | G18 | Container
8870 | G18 | Container
8870NB | G18 | Container
V8938 | G18 | Container
8938 | G18 | Container
8938Y | G18 | Container
8989 | G18 | Container
8989CRH | G18 | Container
8617RC | G18 | Container
8617U | G18 | Container
8989PG2 | G18 | Container
8998PG2 | G18 | Container
8998 | G18 | Container
8963 | G2 | Container
8790 | G2 | Container
8990SA | G2 | Container
8990Y | G2 | Container
1525SA | G2 | Container
47 | G2 | Container
31142222 | G2 | Container
31156916 | G2 | Container
31300878 | G2 | Container
1522SA | G2 | Container
31143731 | G2 | Container
85321 | G2 | Container
85321R | G2 | Container
8535Y | G2 | Container
8820 | G2 | Container
8820- | G2 | Container
8820NB | G2 | Container
8964 | G2 | Container
8967MW | G2 | Container
89651 | G2 | Container
89671 | G2 | Container
8967Y | G2 | Container
V8970 | G2 | Container
8970 | G2 | Container
8970Y | G2 | Container
8979C | G2 | Container
8979MW | G2 | Container
8602RC | G2 | Container
8602U | G2 | Container
8982 | G2 | Container
8982CRH | G2 | Container
8524C | G3 | Container
31322723 | G3 | Container
8522MW | G3 | Container
85221 | G3 | Container
85221R | G3 | Container
8522Y | G3 | Container
8525Y | G3 | Container
8527R | G3 | Container
8605RC | G5 | Container
8605U | G5 | Container
40 | G5 | Container
31143897 | G5 | Container
31144010 | G5 | Container
31300919 | G5 | Container
31323176 | G5 | Container
V8512 | G5 | Container
85121 | G5 | Container
85131 | G5 | Container
851201 | G5 | Container
851301 | G5 | Container
85120Y | G5 | Container
8950SA | G5 | Container
31143533 | G7 | Container
31324240 | G7 | Container
42 | G7 | Container
31156550 | G7 | Container
31180378 | G7 | Container
31323168 | G7 | Container
8781 | G8 | Container
8980S | G8 | Container
8608RC | G8 | Container
8608U | G8 | Container
8985CRS | G8 | Container
8985S | G8 | Container
8985SPG2 | G8 | Container
8997SPG2 | G8 | Container
8997S | G8 | Container
8851 | G8 | Container
8851NB | G8 | Container
8850 | G8 | Container
8850NB | G8 | Container
V8980 | G8 | Container
8958 | G8 | Container
8980 | G8 | Container
8980MW | G8 | Container
8980Y | G8 | Container
80-8705 | G8 | Container
V8985 | G8 | Container
8607RC | G8 | Container
8607U | G8 | Container
8985 | G8 | Container
8985CRH | G8 | Container
8985PG2 | G8 | Container
8985PG2Y | G8 | Container
8997PG2 | G8 | Container
8997 | G8 | Container
1523SA | AS | Container
31139747 | AS | Container
8549SA | AS | Container
8556H | AS | Container
8974 | AS | Container
8550B | AS | Container
8539SA | AS | Container
1510SA | AS | Container
1511 | AS | Container
8940FP | CT | Container
8941FP | CT | Container
45 | GG | Container
44 | GG | Container
31314886 | GG | Container
31317483 | GG | Container
31323333 | GG | Container
31323358 | GG | Container
31353603 | GG | Container
31353611 | GG | Container
8984 | MS | Container
8991FP | MS | Container
8993H | MS | Container
1500SA | MS | Container
8301BY | MS | Container
8515 | MS | Container
8529 | MS | Container
8930SA | MS | Container
8901SA | MS | Container
8910 | MS | Container
8920SA | MS | Container
8506SA | SS | Container
8506Y | SS | Container
8506YM | SS | Container
8507SA | SS | Container
8507MW | SS | Container
8533SA | SS | Container
8533Y | SS | Container
8534SA | SS | Container
8536SA | SS | Container
8537MW | SS | Container
8537SA | SS | Container
8537Y | SS | Container
8540SA | SS | Container
8541SA | SS | Container
8846SA | SS | Container
8836SA | SS | Container
8836NB | SS | Container
V8506 | SS | Container
V8536 | SS | Container
85131- | G5 | Container
UNK SCS | UNK SCS | Container
8970- | G2 | Container
5551500055 | Tips | Syringe
8980- | G8 | Container
8870- | G18 | Container
8881112518 | 1 | Syringe
UNK SHARP CONT | UNK CFF | Container
65PSS | G1 | Container
Unknown NS | UNK SFF | Syringe
3154021 | 3 | Syringe
3131010P | 412 | Syringe
3156001 | 412 | Syringe
4502570 | Sub | Syringe
4502575 | Sub | Syringe
4006202 | Tips | Syringe
4101801 | Tips | Syringe
4001204 | Tips | Syringe
4006201 | Tips | Syringe
R7472 | AS | Container
R7545 | AS | Container
R7626 | AS | Container
R8516-1HB | AS | Container
R8534 | AS | Container
R8550LGB | AS | Container
R9806 | AS | Container
WP7409 | AS | Container
R7526 | CT | Container
R7639 | CT | Container
R7026 | G1 | Container
R7507 | G1 | Container
R7507Y | G1 | Container
R98148 | G1 | Container
WP7026 | G1 | Container
WP7026P | G1 | Container
WP7417 | G12 | Container
WP7418 | G12 | Container
WP8860 | G12 | Container
WP8998P | G12 | Container
WP8999 | G12 | Container
PT00016495 | G12 | Container
PT00016490 | G12 | Container
R7515 | G18 | Container
R7630 | G18 | Container
WP7417BL | G18 | Container
WP7417BLNB | G18 | Container
WP7417P | G18 | Container
WP7483 | G18 | Container
WP8935 | G18 | Container
WP8998 | G18 | Container
R7479P | G18 | Container
PT00013702 | G18 | Container
R7089W-1 | G2 | Container
WP3204 | G2 | Container
WP3206 | G2 | Container
WP7024K | G2 | Container
WP7102 | G2 | Container
WP7464 | G2 | Container
WP7615 | G2 | Container
WP8520N02 | G2 | Container
WP8825 | G2 | Container
WP8964 | G2 | Container
WP8965MW | G2 | Container
WP8965N | G2 | Container
WP8965U | G2 | Container
WP8979 | G2 | Container
WP8982 | G2 | Container
R7028W | G2 | Container
R7616 | G2 | Container
R7637 | G3 | Container
WP8520MW | G3 | Container
WP8520N | G3 | Container
WP8520U | G3 | Container
WP8526 | G3 | Container
WP4836BK | G5 | Container
WP7605 | G5 | Container
WP8510 | G5 | Container
WP851201N | G5 | Container
WP8512U | G5 | Container
WP8950SA | G5 | Container
R7563 | G7 | Container
WP4810 | G7 | Container
R7481 | G8 | Container
WP7445 | G8 | Container
WP7449 | G8 | Container
WP7450 | G8 | Container
WP7450BL | G8 | Container
WP7450BLNB | G8 | Container
WP8850 | G8 | Container
WP8980-C | G8 | Container
WP8985 | G8 | Container
WP8986 | G8 | Container
PT00013692 | G8 | Container
R7013 | G8 | Container
WP7478 | G8 | Container
WP4836 | GG | Container
R7070 | MS | Container
R7504 | MS | Container
R8535 | MS | Container
R8550 | MS | Container
R8930LA | MS | Container
WP7029N | MS | Container
WP8920 | MS | Container
WP8506 | SS | Container
WP8506MW | SS | Container
WP8536 | SS | Container
WP8540 | SS | Container
WP8836P | SS | Container
WP8836PNB | SS | Container
WPV8506 | SS | Container
WPV8536 | SS | Container
WP7623 | SS | Container
ENGINEERING | NA | Both
R7068 | 5G | Container
R7068MW | 5G | Container
PT00016498 | 8G | Container
PT00069525 | GG | Container
R7075BY | 2G | Container
RM165 | Recy | Container
4500906 | 8 | Syringe
R98027 | G12 | Container
R7046GW | G3 | Container
PT00075579 | GG | Container
R7412 | AS | Container
5010SA | AS | Container
PT00012137 | IQA | Incoming
5241006 | IQA | Incoming
CL63R9870B | IQA | Incoming
PT00006652 | IQA | Incoming
RM061 | IQA | Incoming
5170588 | IQA | Incoming
RM074 | IQA | Incoming
7777129656 | IQA | Incoming
PT00009994 | IQA | Incoming
PT00013694 | IQA | Incoming
R7479 | G18 | Container

## NC_Task_Overdue
| Verify Non Conformance Initiation | Containment Action | Investigate Non Conformance | Approve Investigation Level 1 | Sign-off Action Plans | Plan Disposition | Approve Disposition Plan | Execute Disposition | Adhoc | Verify Non Conformance Closure
Goes red at day | 1 | 2 | 7 | 8 | 25 | 27 | 27 | 27 | 28 | 29

## Lot Sizes
Min | Max | Lot size | Daily Reduced Min | Daily Reduced Visual | Daily Reduced QA | Daily Reduced Function/Dimensional
0 | 1199 | Small | 20 | 10 | 5 | 5
1200 | 3200 | Med | 30 | 10 | 5 | 15
3201 | 150000 | Large | 30 | 10 | 5 | 15
150001 | 500000 | Extra L | 30 | 10 | 5 | 15

## SP Lot Size Revised 7.2.18
[12 empty] | Std Cavation | Plunger/Sleeve/Cap Molding, Printing, Assembly, Primary Pkg |  |  |  | Secondary Pkg |  | Dim/Functional
[9 empty] | % of time at inspection level |  |  | 48 | Reduced | Normal | Tightened |  | Inner Cases | Overshippers | Reduced | Normal | Tightened
FG | PRI LINE | ALT LINE | Inner Cases Y/N | STD LOT SIZE EACHES | PCS PER HOUR | PCS PER HOUR 80% | Hours Per Lot | Case Qty | Reduced | Normal | Tightened | Barrel - Inspection Samples Per Lot | 315 | 800 | 1250 | Inspection Samples Per Lot | 315 | 50 | 80 | 200 | 315 | Standard Inspection Samples Per Lot | Total Samples Per Lot | Factory
4502565 | 1 |  | N | 335000 | 20000 | 16000 | 20.9375 |  | 0% | 20% | 80% | 1005 |  |  |  | 1160 | 0 | 50 |  |  |  | 292 | 2507 | Syringe
8881893578 | 1 |  | N | 240000 | 20000 | 16000 | 15 |  | 0% | 20% | 80% | 720 |  |  |  | 1160 | 0 | 50 |  |  |  | 292 | 2222 | Syringe |  |  | Lookup Date | 2015-02-14
8881112599 | 1 | 1 or 7 | N | 499200 | 6400 | 5120 | 97.5 | 800 | 0% | 20% | 80% | 4680 |  |  |  | 1160 | 0 | 50 |  |  |  | 292 | 6182 | Syringe |  |  | Match Occurrs in | 2
8881502267 | 2 |  | Y | 168000 | 3840 | 3072 | 54.6875 | 480 | 0% | 0% | 100% | 2625 |  |  |  | 1250 | 315 | 0 |  |  |  | 315 | 4505 | Syringe |  | Fiscal Calendar | Start | End
8881512597 | 2 |  | Y | 168000 | 3840 | 3072 | 54.6875 | 480 | 0% | 0% | 100% | 2625 |  |  |  | 1250 | 315 | 0 |  |  |  | 315 | 4505 | Syringe | 1 | January | 2014-12-25 | 2015-01-23
8881512662 | 2 |  | Y | 168000 | 3840 | 3072 | 54.6875 | 480 | 0% | 0% | 100% | 2625 |  |  |  | 1250 | 315 | 0 |  |  |  | 315 | 4505 | Syringe | 2 | February | 2015-01-24 | 2015-02-20
8881512738 | 2 |  | Y | 84000 | 3840 | 3072 | 27.3438 | 480 | 0% | 0% | 100% | 1312.5 |  |  |  | 1250 | 315 | 0 |  |  |  | 315 | 3192.5 | Syringe | 3 | March | 2015-02-21 | 2015-03-27
8881512746 | 2 |  | Y | 84000 | 3840 | 3072 | 27.3438 | 480 | 0% | 0% | 100% | 1312.5 |  |  |  | 1250 | 315 | 0 |  |  |  | 315 | 3192.5 | Syringe | 4 | April | 2015-03-28 | 2015-04-24
8881512811 | 2 |  | Y | 120000 | 3840 | 3072 | 39.0625 | 480 | 0% | 0% | 100% | 1875 |  |  |  | 1250 | 315 | 0 |  |  |  | 315 | 3755 | Syringe | 5 | May | 2015-04-25 | 2015-05-29
8881541125 | 2 |  | Y | 84000 | 3840 | 3072 | 27.3438 | 480 | 0% | 0% | 100% | 1312.5 |  |  |  | 1250 | 315 | 0 |  |  |  | 315 | 3192.5 | Syringe | 6 | June | 2015-05-30 | 2015-07-03
8881512852 | 3 | 2 | Y | 187200 | 3840 | 3072 | 60.9375 | 480 | 0% | 0% | 100% | 2925 |  |  |  | 1250 | 315 | 0 |  |  |  | 315 | 4805 | Syringe | 7 | July | 2015-07-04 | 2015-07-31
8881512860 | 3 | 2 | N | 187200 | 3840 | 3072 | 60.9375 | 480 | 0% | 0% | 100% | 2925 |  |  |  | 1250 | 0 | 50 |  |  |  | 315 | 4540 | Syringe | 8 | August | 2015-08-01 | 2015-08-28
8881512878 | 3 | 2 | Y | 187200 | 3840 | 3072 | 60.9375 | 480 | 0% | 0% | 100% | 2925 |  |  |  | 1250 | 315 | 0 |  |  |  | 315 | 4805 | Syringe | 9 | September | 2015-08-29 | 2015-10-02
8881112075 | 3 | 2 | Y | 25000 | 0 | 0 | #DIV/0! |  | 0% | 0% | 100% | #DIV/0! |  |  |  | 1250 | 315 | 0 |  |  |  | 315 | #DIV/0! | Syringe | 10 | October | 2015-10-03 | 2015-10-30
4502560 | 6 | 8 | N | 335000 | 13000 | 10400 | 32.2115 | 1000 | 27.41% | 38.52% | 34.07% | 1546.1538 |  |  |  | 820.4074 | 0 | 50 |  |  |  | 206.2963 | 2622.8575 | Syringe | 11 | November | 2015-10-31 | 2015-11-27
8881112083 | 7 | 3 or 7 | N | 230400 | 6400 | 5120 | 45 | 800 | 7.759% | 38.79% | 53.45% | 2160 |  |  |  | 1002.8879 | 0 | 50 |  |  |  | 252.1552 | 3465.0431 | Syringe | 12 | December | 2015-11-28 | 2016-01-01
410S | 7 |  | Y | 180000 | 4000 | 3200 | 56.25 | 500 | 7.759% | 38.79% | 53.45% | 2700 |  |  |  | 1002.8879 | 315 | 0 |  |  |  | 252.1552 | 4270.0431 | Syringe | 13 | January | 2016-01-02 | 2016-01-29
6492743 | 7 |  | N | 100000 | 6400 | 5120 | 19.5312 | 800 | 7.759% | 38.79% | 53.45% | 937.5 |  |  |  | 1002.8879 | 0 | 50 |  |  |  | 252.1552 | 2242.5431 | Syringe | 14 | February | 2016-01-30 | 2016-02-26
6492739 | 7 |  | N | 300000 | 6400 | 5120 | 58.5938 | 800 | 7.759% | 38.79% | 53.45% | 2812.5 |  |  |  | 1002.8879 | 0 | 50 |  |  |  | 252.1552 | 4117.5431 | Syringe | 15 | March | 2016-02-27 | 2016-04-01
4502476 | 7 | 1 | N | 52000 | 6400 | 5120 | 10.1562 | 800 | 7.759% | 38.79% | 53.45% | 487.5 |  |  |  | 1002.8879 | 0 | 50 |  |  |  | 252.1552 | 1792.5431 | Syringe | 16 | April | 2016-04-02 | 2016-04-29
4501820 | 7 |  | N | 241000 | 5600 | 4480 | 53.7946 | 700 | 7.759% | 38.79% | 53.45% | 2582.1429 |  |  |  | 1002.8879 | 0 | 50 |  |  |  | 252.1552 | 3887.186 | Syringe | 17 | May | 2016-04-30 | 2016-05-27
5551731218 | 7 | 2 or 3 | Y | 50400 | 3840 | 3072 | 16.4062 | 480 | 7.759% | 38.79% | 53.45% | 787.5 |  |  |  | 1002.8879 | 315 | 0 |  |  |  | 252.1552 | 2357.5431 | Syringe | 18 | June | 2016-05-28 | 2016-07-01
5551771203 | 7 |  | N | 160000 | 6400 | 5120 | 31.25 | 800 | 7.759% | 38.79% | 53.45% | 1500 |  |  |  | 1002.8879 | 0 | 50 |  |  |  | 252.1552 | 2805.0431 | Syringe | 19 | July | 2016-07-02 | 2016-07-29
5551771207 | 7 |  | N | 100000 | 6400 | 5120 | 19.5312 | 800 | 7.759% | 38.79% | 53.45% | 937.5 |  |  |  | 1002.8879 | 0 | 50 |  |  |  | 252.1552 | 2242.5431 | Syringe | 20 | August | 2016-07-30 | 2016-08-26
5551777047MT | 7 |  | N | 399500 | 6800 | 5440 | 73.4375 | 850 | 7.759% | 38.79% | 53.45% | 3525 |  |  |  | 1002.8879 | 0 | 50 |  |  |  | 252.1552 | 4830.0431 | Syringe | 21 | September | 2016-08-27 | 2016-09-30
5551777369MT | 7 |  | N | 136000 | 6800 | 5440 | 25 | 850 | 7.759% | 38.79% | 53.45% | 1200 |  |  |  | 1002.8879 | 0 | 50 |  |  |  | 252.1552 | 2505.0431 | Syringe
5551777401 | 7 |  | N | 85000 | 10000 | 8000 | 10.625 | 1250 | 7.759% | 38.79% | 53.45% | 510 |  |  |  | 1002.8879 | 0 | 50 |  |  |  | 252.1552 | 1815.0431 | Syringe
5551777419 | 7 |  | N | 125000 | 10000 | 8000 | 15.625 | 1250 | 7.759% | 38.79% | 53.45% | 750 |  |  |  | 1002.8879 | 0 | 50 |  |  |  | 252.1552 | 2055.0431 | Syringe
8881110160 | 7 |  | N | 52500 | 5600 | 4480 | 11.7188 | 700 | 7.759% | 38.79% | 53.45% | 562.5 |  |  |  | 1002.8879 | 0 | 50 |  |  |  | 252.1552 | 1867.5431 | Syringe
8881112059 | 7 | 2 | Y | 90000 | 4000 | 3200 | 28.125 | 500 | 7.759% | 38.79% | 53.45% | 1350 |  |  |  | 1002.8879 | 315 | 0 |  |  |  | 252.1552 | 2920.0431 | Syringe
8881112985 | 7 |  | N | 325000 | 8000 | 6400 | 50.7812 | 1000 | 7.759% | 38.79% | 53.45% | 2437.5 |  |  |  | 1002.8879 | 0 | 50 |  |  |  | 252.1552 | 3742.5431 | Syringe
8881907003 | 7 |  | Y | 90000 | 4000 | 3200 | 28.125 | 500 | 7.759% | 38.79% | 53.45% | 1350 |  |  |  | 1002.8879 | 315 | 0 |  |  |  | 252.1552 | 2920.0431 | Syringe
8881907102 | 7 |  | Y | 90000 | 4000 | 3200 | 28.125 | 500 | 7.759% | 38.79% | 53.45% | 1350 |  |  |  | 1002.8879 | 315 | 0 |  |  |  | 252.1552 | 2920.0431 | Syringe
8881907199 | 7 |  | Y | 60960 | 3840 | 3072 | 19.8438 | 480 | 7.759% | 38.79% | 53.45% | 952.5 |  |  |  | 1002.8879 | 315 | 0 |  |  |  | 252.1552 | 2522.5431 | Syringe
8881907465 | 7 |  | N | 144200 | 5600 | 4480 | 32.1875 | 700 | 7.759% | 38.79% | 53.45% | 1545 |  |  |  | 1002.8879 | 0 | 50 |  |  |  | 252.1552 | 2850.0431 | Syringe
1181200777 | 8 |  | Y | 230400 | 2880 | 2304 | 100 | 480 | 9% | 42% | 49% | 4800 |  |  |  | 976.85 | 315 | 0 |  |  |  | 245.55 | 6337.4 | Syringe
1181200555 | 8 |  | Y | 188160 | 2880 | 2304 | 81.6667 | 480 | 9% | 42% | 49% | 3920 |  |  |  | 976.85 | 315 | 0 |  |  |  | 245.55 | 5457.4 | Syringe
1181218100 | 8 |  | Y | 94080 | 2880 | 2304 | 40.8333 | 480 | 9% | 42% | 49% | 1960 |  |  |  | 976.85 | 315 | 0 |  |  |  | 245.55 | 3497.4 | Syringe
1181220112 | 8 |  | Y | 94080 | 2880 | 2304 | 40.8333 | 480 | 9% | 42% | 49% | 1960 |  |  |  | 976.85 | 315 | 0 |  |  |  | 245.55 | 3497.4 | Syringe
1181221100 | 8 |  | Y | 118160 | 2880 | 2304 | 51.2847 | 480 | 9% | 42% | 49% | 2461.6667 |  |  |  | 976.85 | 315 | 0 |  |  |  | 245.55 | 3999.0667 | Syringe
1181221112 | 8 |  | Y | 94080 | 2880 | 2304 | 40.8333 | 480 | 9% | 42% | 49% | 1960 |  |  |  | 976.85 | 315 | 0 |  |  |  | 245.55 | 3497.4 | Syringe
8881540122 | 8 |  | Y | 172800 | 2880 | 2304 | 75 | 480 | 9% | 42% | 49% | 3600 |  |  |  | 976.85 | 315 | 0 |  |  |  | 245.55 | 5137.4 | Syringe
8881541208 | 8 |  | Y | 118160 | 2880 | 2304 | 51.2847 | 480 | 9% | 42% | 49% | 2461.6667 |  |  |  | 976.85 | 315 | 0 |  |  |  | 245.55 | 3999.0667 | Syringe
412SE | 8 |  | Y | 144000 | 2880 | 2304 | 62.5 | 480 | 9% | 42% | 49% | 3000 |  |  |  | 976.85 | 315 | 0 |  |  |  | 245.55 | 4537.4 | Syringe
4502500 | 8 |  | N | 335000 | 6000 | 4800 | 69.7917 | 1000 | 9% | 42% | 49% | 3350 |  |  |  | 976.85 | 0 | 50 |  |  |  | 245.55 | 4622.4 | Syringe
8881112015 | 8 |  | N | 335000 | 6000 | 4800 | 69.7917 | 1000 | 9% | 42% | 49% | 3350 |  |  |  | 976.85 | 0 | 50 |  |  |  | 245.55 | 4622.4 | Syringe
R7642B | 5 |  | N | 144000 | 1920 | 1536 | 93.75 | 1000 |  |  |  | 4500 |  |  |  | 0 | 0 | 50 |  |  |  | 0 | 4550 | Syringe
8881412012 | 412 |  | Y | 72000 | 1500 | 1200 | 60 | 500 | 0% | 30.61% | 69.39% | 2880 |  |  |  | 1112.2449 | 315 | 0 |  |  |  | 279.7959 | 4587.0408 | Syringe
5551771405 | 412 |  | N | 50000 | 3000 | 2400 | 20.8333 | 1000 | 0% | 30.61% | 69.39% | 1000 |  |  |  | 1112.2449 | 0 | 50 |  |  |  | 279.7959 | 2442.0408 | Syringe
8881412199 | 412 |  | N | 50000 | 0 | 0 | #DIV/0! |  | 0% | 30.61% | 69.39% | #DIV/0! |  |  |  | 1112.2449 | 0 | 50 |  |  |  | 279.7959 | #DIV/0! | Syringe
5551761207 | Tips |  | N |  |  |  | #DIV/0! | 9000 | [7 empty] | 0 | 0 | 50 |  |  |  | 0 | 50 | Syringe
5551500035 | Tips |  | N |  |  |  | #DIV/0! | 9000 | [7 empty] | 0 | 0 | 50 |  |  |  | 0 | 50 | Syringe
4502570 | 6 | 8 | N | 335000 | 13000 | 10400 | 32.2115 | 1000 | 27.41% | 38.52% | 34.07% | 1546.1538 |  |  |  | 820.4074 | 0 | 50 |  |  |  | 206.2963 | 2622.8575 | Syringe
4502575 | 1 |  | N | 335000 | 13000 | 10400 | 32.2115 | 1000 | 27.41% | 38.52% | 34.07% | 1546.1538 |  |  |  | 820.4074 | 0 | 50 |  |  |  | 206.2963 | 2622.8575 | Syringe
5551500055 | Tips |  | N |  |  |  | #DIV/0! | 10000 | [7 empty] | 0 | 0 | 50 |  |  |  | 0 | 50 | Syringe
8881112518 | 1 | 7 | N | 504000 | 8000 | 6400 | 78.75 | 1000 | 0% | 20% | 80% | 3780 |  |  |  | 1160 | 0 | 50 |  |  |  | 292 | 5282 | Syringe
Note on T1: Roberts, Jeremy: Based on 0.065 AQL
Note on J4: Roberts, Jeremy: Based on 25 lots
Note on J5: Roberts, Jeremy: Based on 25 lots
Note on J6: Roberts, Jeremy: Based on 25 lots
Note on J7: Roberts, Jeremy: Based on 25 lots
Note on J8: Roberts, Jeremy: Based on 25 lots
Note on J9: Roberts, Jeremy: Based on 25 lots
Note on J10: Roberts, Jeremy: Based on 25 lots
Note on J11: Roberts, Jeremy: Based on 25 lots
Note on J12: Roberts, Jeremy: Based on 25 lots
Note on J13: Roberts, Jeremy: Based on 25 lots
Note on J14: Roberts, Jeremy: Based on 25 lots
Note on J15: Roberts, Jeremy: Based on 25 lots
Note on J16: Roberts, Jeremy: Based on 25 lots
Note on J17: Roberts, Jeremy: Based on 25 lots
Note on J18: Roberts, Jeremy: 135 lots
Note on J19: Roberts, Jeremy: Based on 116 lots
Note on J20: Roberts, Jeremy: Based on 116 lots
Note on J21: Roberts, Jeremy: Based on 116 lots
Note on J22: Roberts, Jeremy: Based on 116 lots
Note on J23: Roberts, Jeremy: Based on 116 lots
Note on A24: Fortado, Kelly: Previously Internal WIP component part # 4501818
Note on J24: Roberts, Jeremy: Based on 116 lots
Note on J25: Roberts, Jeremy: Based on 116 lots
Note on J26: Roberts, Jeremy: Based on 116 lots
Note on J27: Roberts, Jeremy: Based on 116 lots
Note on J28: Roberts, Jeremy: Based on 116 lots
Note on J29: Roberts, Jeremy: Based on 116 lots
Note on J30: Roberts, Jeremy: Based on 116 lots
Note on J31: Roberts, Jeremy: Based on 116 lots
Note on J32: Roberts, Jeremy: Based on 116 lots
Note on J33: Roberts, Jeremy: Based on 116 lots
Note on J34: Roberts, Jeremy: Based on 116 lots
Note on J35: Roberts, Jeremy: Based on 116 lots
Note on J36: Roberts, Jeremy: Based on 116 lots
Note on J37: Roberts, Jeremy: Based on 116 lots
Note on J38: Roberts, Jeremy: Based on 116 lots
Note on J39: Roberts, Jeremy: Based on 100 lots
Note on J40: Roberts, Jeremy: Based on 100 lots
Note on J41: Roberts, Jeremy: Based on 100 lots
Note on J42: Roberts, Jeremy: Based on 100 lots
Note on J43: Roberts, Jeremy: Based on 100 lots
Note on J44: Roberts, Jeremy: Based on 100 lots
Note on J45: Roberts, Jeremy: Based on 100 lots
Note on J46: Roberts, Jeremy: Based on 100 lots
Note on J47: Roberts, Jeremy: Based on 100 lots
Note on J48: Roberts, Jeremy: Based on 100 lots
Note on J49: Roberts, Jeremy: Based on 100 lots
Note on J51: Roberts, Jeremy: Based on 49 lots
Note on J52: Roberts, Jeremy: Based on 49 lots
Note on J53: Roberts, Jeremy: Based on 49 lots
Note on J56: Roberts, Jeremy: 135 lots
Note on J57: Roberts, Jeremy: 135 lots
Note on J59: Roberts, Jeremy: Based on 25 lots

## Syringe_sample_lot
FG | PRI LINE | ALT LINE | Inner Cases Y/N | STD LOT SIZE EACHES | PCS PER HOUR | PCS PER HOUR 80% | Hours Per Lot | Case Qty | Reduced | Normal | Tightened | Barrel - Inspection Samples Per Lot | 315 | 800 | 1250 | Inspection Samples Per Lot | 315 | 50 | 80 | 200 | 315 | Standard Inspection Samples Per Lot | Total Samples Per Lot | Factory
4502565 | 1 |  | N | 335000 | 20000 | 16000 | 20.9375 |  | 0 | 0.2 | 0.8 | 1005 |  |  |  | 1160 | 0 | 50 |  |  |  | 292 | 2507 | Syringe
8881893578 | 1 |  | N | 240000 | 20000 | 16000 | 15 |  | 0 | 0.2 | 0.8 | 720 |  |  |  | 1160 | 0 | 50 |  |  |  | 292 | 2222 | Syringe
8881112599 | 1 | 1 or 7 | N | 499200 | 6400 | 5120 | 97.5 | 800 | 0 | 0.2 | 0.8 | 4680 |  |  |  | 1160 | 0 | 50 |  |  |  | 292 | 6182 | Syringe
8881502267 | 2 |  | Y | 168000 | 3840 | 3072 | 54.6875 | 480 | 0 | 0 | 1 | 2625 |  |  |  | 1250 | 315 | 0 |  |  |  | 315 | 4505 | Syringe
8881512597 | 2 |  | Y | 168000 | 3840 | 3072 | 54.6875 | 480 | 0 | 0 | 1 | 2625 |  |  |  | 1250 | 315 | 0 |  |  |  | 315 | 4505 | Syringe
8881512662 | 2 |  | Y | 168000 | 3840 | 3072 | 54.6875 | 480 | 0 | 0 | 1 | 2625 |  |  |  | 1250 | 315 | 0 |  |  |  | 315 | 4505 | Syringe
8881512738 | 2 |  | Y | 84000 | 3840 | 3072 | 27.3438 | 480 | 0 | 0 | 1 | 1312.5 |  |  |  | 1250 | 315 | 0 |  |  |  | 315 | 3192.5 | Syringe
8881512746 | 2 |  | Y | 84000 | 3840 | 3072 | 27.3438 | 480 | 0 | 0 | 1 | 1312.5 |  |  |  | 1250 | 315 | 0 |  |  |  | 315 | 3192.5 | Syringe
8881512811 | 2 |  | Y | 120000 | 3840 | 3072 | 39.0625 | 480 | 0 | 0 | 1 | 1875 |  |  |  | 1250 | 315 | 0 |  |  |  | 315 | 3755 | Syringe
8881541125 | 2 |  | Y | 84000 | 3840 | 3072 | 27.3438 | 480 | 0 | 0 | 1 | 1312.5 |  |  |  | 1250 | 315 | 0 |  |  |  | 315 | 3192.5 | Syringe
8881512852 | 3 | 2 | Y | 187200 | 3840 | 3072 | 60.9375 | 480 | 0 | 0 | 1 | 2925 |  |  |  | 1250 | 315 | 0 |  |  |  | 315 | 4805 | Syringe
8881512860 | 3 | 2 | N | 187200 | 3840 | 3072 | 60.9375 | 480 | 0 | 0 | 1 | 2925 |  |  |  | 1250 | 0 | 50 |  |  |  | 315 | 4540 | Syringe
8881512878 | 3 | 2 | Y | 187200 | 3840 | 3072 | 60.9375 | 480 | 0 | 0 | 1 | 2925 |  |  |  | 1250 | 315 | 0 |  |  |  | 315 | 4805 | Syringe
8881112075 | 3 | 2 | Y | 25000 | 0 | 0 | #DIV/0! |  | 0 | 0 | 1 | #DIV/0! |  |  |  | 1250 | 315 | 0 |  |  |  | 315 | #DIV/0! | Syringe
4502560 | 6 | 8 | N | 335000 | 13000 | 10400 | 32.2115 | 1000 | 0.27407 | 0.38519 | 0.34074 | 1546.1538 |  |  |  | 820.4074 | 0 | 50 |  |  |  | 206.2963 | 2622.8575 | Syringe
8881112083 | 7 | 3 or 7 | N | 230400 | 6400 | 5120 | 45 | 800 | 0.077586 | 0.38793 | 0.53448 | 2160 |  |  |  | 1002.8879 | 0 | 50 |  |  |  | 252.1552 | 3465.0431 | Syringe
410S | 7 |  | Y | 180000 | 4000 | 3200 | 56.25 | 500 | 0.077586 | 0.38793 | 0.53448 | 2700 |  |  |  | 1002.8879 | 315 | 0 |  |  |  | 252.1552 | 4270.0431 | Syringe
6492743 | 7 |  | N | 100000 | 6400 | 5120 | 19.5312 | 800 | 0.077586 | 0.38793 | 0.53448 | 937.5 |  |  |  | 1002.8879 | 0 | 50 |  |  |  | 252.1552 | 2242.5431 | Syringe
6492739 | 7 |  | N | 300000 | 6400 | 5120 | 58.5938 | 800 | 0.077586 | 0.38793 | 0.53448 | 2812.5 |  |  |  | 1002.8879 | 0 | 50 |  |  |  | 252.1552 | 4117.5431 | Syringe
4502476 | 7 | 1 | N | 52000 | 6400 | 5120 | 10.1562 | 800 | 0.077586 | 0.38793 | 0.53448 | 487.5 |  |  |  | 1002.8879 | 0 | 50 |  |  |  | 252.1552 | 1792.5431 | Syringe
4501820 | 7 |  | N | 241000 | 5600 | 4480 | 53.7946 | 700 | 0.077586 | 0.38793 | 0.53448 | 2582.1429 |  |  |  | 1002.8879 | 0 | 50 |  |  |  | 252.1552 | 3887.186 | Syringe
5551731218 | 7 | 2 or 3 | Y | 50400 | 3840 | 3072 | 16.4062 | 480 | 0.077586 | 0.38793 | 0.53448 | 787.5 |  |  |  | 1002.8879 | 315 | 0 |  |  |  | 252.1552 | 2357.5431 | Syringe
5551771203 | 7 |  | N | 160000 | 6400 | 5120 | 31.25 | 800 | 0.077586 | 0.38793 | 0.53448 | 1500 |  |  |  | 1002.8879 | 0 | 50 |  |  |  | 252.1552 | 2805.0431 | Syringe
5551771207 | 7 |  | N | 100000 | 6400 | 5120 | 19.5312 | 800 | 0.077586 | 0.38793 | 0.53448 | 937.5 |  |  |  | 1002.8879 | 0 | 50 |  |  |  | 252.1552 | 2242.5431 | Syringe
5551777047MT | 7 |  | N | 399500 | 6800 | 5440 | 73.4375 | 850 | 0.077586 | 0.38793 | 0.53448 | 3525 |  |  |  | 1002.8879 | 0 | 50 |  |  |  | 252.1552 | 4830.0431 | Syringe
5551777369MT | 7 |  | N | 136000 | 6800 | 5440 | 25 | 850 | 0.077586 | 0.38793 | 0.53448 | 1200 |  |  |  | 1002.8879 | 0 | 50 |  |  |  | 252.1552 | 2505.0431 | Syringe
5551777401 | 7 |  | N | 85000 | 10000 | 8000 | 10.625 | 1250 | 0.077586 | 0.38793 | 0.53448 | 510 |  |  |  | 1002.8879 | 0 | 50 |  |  |  | 252.1552 | 1815.0431 | Syringe
5551777419 | 7 |  | N | 125000 | 10000 | 8000 | 15.625 | 1250 | 0.077586 | 0.38793 | 0.53448 | 750 |  |  |  | 1002.8879 | 0 | 50 |  |  |  | 252.1552 | 2055.0431 | Syringe
8881110160 | 7 |  | N | 52500 | 5600 | 4480 | 11.7188 | 700 | 0.077586 | 0.38793 | 0.53448 | 562.5 |  |  |  | 1002.8879 | 0 | 50 |  |  |  | 252.1552 | 1867.5431 | Syringe
8881112059 | 7 | 2 | Y | 90000 | 4000 | 3200 | 28.125 | 500 | 0.077586 | 0.38793 | 0.53448 | 1350 |  |  |  | 1002.8879 | 315 | 0 |  |  |  | 252.1552 | 2920.0431 | Syringe
8881112985 | 7 |  | N | 325000 | 8000 | 6400 | 50.7812 | 1000 | 0.077586 | 0.38793 | 0.53448 | 2437.5 |  |  |  | 1002.8879 | 0 | 50 |  |  |  | 252.1552 | 3742.5431 | Syringe
8881907003 | 7 |  | Y | 90000 | 4000 | 3200 | 28.125 | 500 | 0.077586 | 0.38793 | 0.53448 | 1350 |  |  |  | 1002.8879 | 315 | 0 |  |  |  | 252.1552 | 2920.0431 | Syringe
8881907102 | 7 |  | Y | 90000 | 4000 | 3200 | 28.125 | 500 | 0.077586 | 0.38793 | 0.53448 | 1350 |  |  |  | 1002.8879 | 315 | 0 |  |  |  | 252.1552 | 2920.0431 | Syringe
8881907199 | 7 |  | Y | 60960 | 3840 | 3072 | 19.8438 | 480 | 0.077586 | 0.38793 | 0.53448 | 952.5 |  |  |  | 1002.8879 | 315 | 0 |  |  |  | 252.1552 | 2522.5431 | Syringe
8881907465 | 7 |  | N | 144200 | 5600 | 4480 | 32.1875 | 700 | 0.077586 | 0.38793 | 0.53448 | 1545 |  |  |  | 1002.8879 | 0 | 50 |  |  |  | 252.1552 | 2850.0431 | Syringe
1181200777 | 8 |  | Y | 230400 | 2880 | 2304 | 100 | 480 | 0.09 | 0.42 | 0.49 | 4800 |  |  |  | 976.85 | 315 | 0 |  |  |  | 245.55 | 6337.4 | Syringe
1181200555 | 8 |  | Y | 188160 | 2880 | 2304 | 81.6667 | 480 | 0.09 | 0.42 | 0.49 | 3920 |  |  |  | 976.85 | 315 | 0 |  |  |  | 245.55 | 5457.4 | Syringe
1181218100 | 8 |  | Y | 94080 | 2880 | 2304 | 40.8333 | 480 | 0.09 | 0.42 | 0.49 | 1960 |  |  |  | 976.85 | 315 | 0 |  |  |  | 245.55 | 3497.4 | Syringe
1181220112 | 8 |  | Y | 94080 | 2880 | 2304 | 40.8333 | 480 | 0.09 | 0.42 | 0.49 | 1960 |  |  |  | 976.85 | 315 | 0 |  |  |  | 245.55 | 3497.4 | Syringe
1181221100 | 8 |  | Y | 118160 | 2880 | 2304 | 51.2847 | 480 | 0.09 | 0.42 | 0.49 | 2461.6667 |  |  |  | 976.85 | 315 | 0 |  |  |  | 245.55 | 3999.0667 | Syringe
1181221112 | 8 |  | Y | 94080 | 2880 | 2304 | 40.8333 | 480 | 0.09 | 0.42 | 0.49 | 1960 |  |  |  | 976.85 | 315 | 0 |  |  |  | 245.55 | 3497.4 | Syringe
8881540122 | 8 |  | Y | 172800 | 2880 | 2304 | 75 | 480 | 0.09 | 0.42 | 0.49 | 3600 |  |  |  | 976.85 | 315 | 0 |  |  |  | 245.55 | 5137.4 | Syringe
8881541208 | 8 |  | Y | 118160 | 2880 | 2304 | 51.2847 | 480 | 0.09 | 0.42 | 0.49 | 2461.6667 |  |  |  | 976.85 | 315 | 0 |  |  |  | 245.55 | 3999.0667 | Syringe
412SE | 8 |  | Y | 144000 | 2880 | 2304 | 62.5 | 480 | 0.09 | 0.42 | 0.49 | 3000 |  |  |  | 976.85 | 315 | 0 |  |  |  | 245.55 | 4537.4 | Syringe
4502500 | 8 |  | N | 335000 | 6000 | 4800 | 69.7917 | 1000 | 0.09 | 0.42 | 0.49 | 3350 |  |  |  | 976.85 | 0 | 50 |  |  |  | 245.55 | 4622.4 | Syringe
8881112015 | 8 |  | N | 335000 | 6000 | 4800 | 69.7917 | 1000 | 0.09 | 0.42 | 0.49 | 3350 |  |  |  | 976.85 | 0 | 50 |  |  |  | 245.55 | 4622.4 | Syringe
R7642B | 5 |  | N | 144000 | 1920 | 1536 | 93.75 | 1000 |  |  |  | 4500 |  |  |  | 0 | 0 | 50 |  |  |  | 0 | 4550 | Syringe
8881412012 | 412 |  | Y | 72000 | 1500 | 1200 | 60 | 500 | 0 | 0.30612 | 0.69388 | 2880 |  |  |  | 1112.2449 | 315 | 0 |  |  |  | 279.7959 | 4587.0408 | Syringe
5551771405 | 412 |  | N | 50000 | 3000 | 2400 | 20.8333 | 1000 | 0 | 0.30612 | 0.69388 | 1000 |  |  |  | 1112.2449 | 0 | 50 |  |  |  | 279.7959 | 2442.0408 | Syringe
8881412199 | 412 |  | N | 50000 | 0 | 0 | #DIV/0! |  | 0 | 0.30612 | 0.69388 | #DIV/0! |  |  |  | 1112.2449 | 0 | 50 |  |  |  | 279.7959 | #DIV/0! | Syringe
5551761207 | Tips |  | N |  |  |  | #DIV/0! | 9000 | [7 empty] | 0 | 0 | 50 |  |  |  | 0 | 50 | Syringe
5551500035 | Tips |  | N |  |  |  | #DIV/0! | 9000 | [7 empty] | 0 | 0 | 50 |  |  |  | 0 | 50 | Syringe
4502570 | 6 | 8 | N | 335000 | 13000 | 10400 | 32.2115 | 1000 | 0.27407 | 0.38519 | 0.34074 | 1546.1538 |  |  |  | 820.4074 | 0 | 50 |  |  |  | 206.2963 | 2622.8575 | Syringe
4502575 | 1 |  | N | 335000 | 13000 | 10400 | 32.2115 | 1000 | 0.27407 | 0.38519 | 0.34074 | 1546.1538 |  |  |  | 820.4074 | 0 | 50 |  |  |  | 206.2963 | 2622.8575 | Syringe
5551500055 | Tips |  | N |  |  |  | #DIV/0! | 10000 | [7 empty] | 0 | 0 | 50 |  |  |  | 0 | 50 | Syringe
8881112518 | 1 | 7 | N | 504000 | 8000 | 6400 | 78.75 | 1000 | 0 | 0.2 | 0.8 | 3780 |  |  |  | 1160 | 0 | 50 |  |  |  | 292 | 5282 | Syringe

## NC_FailureModes
BPCS CODES | Description
SF.51P | Printing smeared but legible
SF.52P | Printing (50 % non-printing or illegible of two or more…)
SF1P | Printing (non-printing or illegible of one...)
SF2P | Printing (non-printing or illegible of two or more…)
SFAMBP | Amber Syringe: Barrel grads cannot be read…
SFBAR | Bar code does not scan
SFBLEK | Leakage in fluid pathway/Leak Test Failure
SFBOP | Blood on product
SFCAPI | Hard Pack Cap ID Dimensional Failure
SFCSF | Closed Sleeve Failure
SFCURV | Curve Tip Exceeds Specification
SFDMGF | Damaged product/components (functional)
SFDMNF | Damaged product/components (Non-functional)
SFDRAG | Scratches/drag marks on barrel
SFELIN | Excessive lubricant: droplets or pools visible through the barrel
SFELON | Excessive lubricant on syringe
SFEXP | Syringe can be exposed without breaking cap heat stake
SFFILM | Film Thickness below specification (softpack).
SFFLAE | Fingernail flash which exceeds specification
SFFLAN | Flash which renders unit non-functional
SFH20 | Water in assembled sealed unit (or package)
SFHEAT | Broken or missing heat stake (double heat stake product only)
SFIIFU | Incorrect or mixed (product, package, shipper) quantity, lot #, description…
SFILP | Graduation printing on barrel not In line with flat of flange
SFINC | Incomplete or incorrect assembly of product/package
SFLD | Plunger Lobe Diameter Dimensional Failure
SFLUER | Luer tip not to specifications
SFMIFU | Missing, incomplete, or illegible quantity, lot, desc…
SFMISP | No product in package
SFNDL | Needle piercing sheath and/or package
SFNEED | Sheath detached from needle hub, Sharp not exposed (softpack).
SFOSLI | Hard Pack Sleeve Sheath End ID Dimensional Failure
SFPARE | Embedded particulates & extraneous matter or inclusions in molded parts
SFPARI | Particulates and extraneous matter in fluid pathway
SFPARO | Particulates and extraneous matter on outside of syringe
SFPEEL | Seal strength - not as specified
SFPKG | Carton incorrect, damaged, not packaged as specified…
SFPLEK | Package fails leak test
SFPOOR | Poor Workmanship
SFPOUT | Graduation Printing: Scale graduations out of tolerance
SFQTY | Product quantity incorrect
SFROT | Oral syringe: Roughness of tip
SFRS | Barrel Ring Stop Dimensional Failure
SFSE | Excessive sharp edges on the luer lock device which can slice or cut
SFSID | Barrel Shoulder ID Dimensional Failure
SFSIFU | Smeared but legible quantity, lot number, description…
SFSINC | Content inclusion in seal - no void (softpack)
SFSLID | Hard Pack Sleeve Cap End ID Dimensional Failure
SFSLOD | Hard Pack Sleeve Cap End OD Dimensional Failure
SFSPAR | Particulate Testing Failure
SFHOLB | Hole, split, or crack in barrel which permits leakage
SFHOLH | Split or hole in hardpack which may allow loss of sterility
SFHOLS | Split, hole, or open path in pkg that may allow loss of sterility
SFSPRA | Weekly Spraymation
SFTDEL | Delam, shred, or fiber tear upon opening of package (softpack).
SFTOR | Cap to sleeve torque out of specification
SFTPEL | Incomplete peel back potentially obstructs removal of product from package (softpack).
SFTSEP | Unit pack separation causes tearing/dmg to adjacent pack (softpack)
SFTSLD | Peel-open tabs sealed together (softpack).
SFWITH | Seal width less than specified
BOMUSE | BOM USED FOR START UP
COMPIS | COMPONENT ISSUE
DEVATE | DEVIATION - PLANNED
DHRINS | DHR - INCOMPLETE INSPECTION
DHRMSG | DHR - INCOMPLETE MSG
DHRCOL | DHR - INCORRECT COLORANT
DHRCOM | DHR - INCORRECT COMPONENT DOCUMENTATION
DHRMIS | DHR - MISSED INSPECTION
DHRDOC | DHR - MISSING DOCUMENT
DHRLBL | DHR - MISSING LABEL
DHRGDP | DHR GDP ISSUE
DHRHSI | DHR- MISSED HS INFORMATION
DIMLWT | DIMENSIONAL - LOW WALL THICKNESS
DIMOOS | DIMENSIONAL - OUT OF SPEC.
DIMWHT | DIMENSIONAL - WEIGHT IS OUT OF SPEC.
FUNWEL | FUNCTIONAL - BAD WELDS
FUNBOW | FUNCTIONAL - BOWED BOTTOM
FUNRTR | FUNCTIONAL - DISENGAGED ROTOR
FUNGAS | FUNCTIONAL - FAILED GASKET HEIGHT
FUNHOL | FUNCTIONAL - FAILED HOLE LOCATION
FUNLEK | FUNCTIONAL - FAILED LEAK TEST
FUNLID | FUNCTIONAL - FAILED LID FIT TEST
FUNWLS | FUNCTIONAL - FAILED WELD STRENGTH
FUNFLU | FUNCTIONAL - FLUID IN PATHWAY
FUNCOL | FUNCTIONAL - PARTS NOT COOLED
FUNTAB | FUNCTIONAL - TAB LOCK
FUNSDG | FUNCTIONAL- FAILED SIDE GASKET
FUNUNW | FUNCTIONAL- UNWINDER CLOSED
CALIBR | GAGE CALIBRATION EXPIRED
INFIXT | INCORRECT FIXTURE
INGAGE | INCORRECT GAGE
INQTY | INCORRECT QTY
INRESI | INCORRECT RESIN
INSAMP | INCORRECT SAMPLING
INSDWK | INCORRECT WIS
ININSP | INCORRECT/INCOMPLETE INSPECTION
IN_MIS | INCORRECT/INCOMPLETE MIS
IN_SO | INCORRECT/INCOMPLETE SHOP ORDER
INDATE | INCORRECT/MISSING DATE/TIME
INSEAR | INSPECTION-Early
INSLAT | INSPECTION-Late
LBPRNT | LABELING - BAD/MISSING LABEL PRINT
LBPDPT | LABELING - BAD/MISSING PAD PRINT
LBBARC | LABELING - FAILED BARCODE VERIFICATION
LBPLAC | LABELING - INCORRECT LABEL PLACEMENT
LBMISS | LABELING - MISSING LABEL
LBOSBD | LABELING - OVERSHIPPER - BAD/MISSING LABEL PRINT
LBOSPL | LABELING - OVERSHIPPER - INCORRECT LABEL PLACEMENT
LBOSMI | LABELING - OVERSHIPPER - MISSING LABEL
LBOSWR | LABELING - OVERSHIPPER - WRONG LABEL
LBSMER | LABELING - SMEARED but LEGIBLE
LBWRKL | LABELING - WRINKLED LABELS
LBWRNG | LABELING - WRONG LABEL
LCFAIL | LINE CLEARANCE FAILED
LOTSZE | LOT SIZE OUT OF SPECIFICATION
MSINCO | Mold Set-Up Checklist Missing / Incomplete
NA | N/A
NFNLID | NON FUNCTIONAL LID
OTHER | OTHER
OUTPTR | OUT OF PARAMETERS
PCKDAM | PACKAGING - DAMAGED
PCKINC | PACKAGING - INCORRECT COMPONENTS
PCKPCK | PACKAGING - INCORRECT PACKING
PCKIFU | PACKAGING - MISSING IFU
PCKMIS | PACKAGING - MISSING INCOMPLETE COMPONENTS
PCKNOP | PACKAGING - NO PRODUCT
PCKQTY | PACKAGING - WRONG QTY
PCKSTA | PACKING BEFORE STARTUP COMPLETE
PCRINC | PROCESS CONTROL RECORD - INCOMPLETE/INCORRECT
PCRMAT | PROCESS CONTROL RECORD - MATERIAL SHEET ROLLOVER
PCRMIS | PROCESS CONTROL RECORD - MISSING
REDSIG | RED LINE MISSING SIGNATURES
REDTAG | RED TAG NOT APPROVED
VALPRT | RUN PRIOR TO PROTOCOL APPROVAL
SWISSU | STANDRARD WORK INSTRUCTIONS NOT FOLLOWED
VALEXP | VALIDATION/EXPERIMENT
VISDPT | VISUAL - BAD DOOR PRINT
VISGAS | VISUAL - BAD GASKETING
VISBLS | VISUAL - BLISTER
VISBLD | VISUAL - BLOOD
VISBOW | VISUAL - BOWED BOTTOM
VISBUB | VISUAL - BUBBLE
VISBUR | VISUAL - BURN
VISCON | VISUAL - CONTAMINATION
VISCRA | VISUAL - CRACKED
VISDEF | VISUAL - DEFORMATION
VISDIS | VISUAL - DISCOLORATION
VISFLA | VISUAL - FLASH
VISFLO | VISUAL - FLOWLINE
VISGAT | VISUAL - GATE
VISGRE | VISUAL - GREASE
VISMIX | VISUAL - MIXED PRODUCT
VISSHT | VISUAL - SHORT
VISSTR | VISUAL - STRESS
VISWAR | VISUAL - WARP
VISWTR | VISUAL - WATER in SEALED
DOCWRG | WRONG FORM USED

## Complaint FMs
FailureCode | FailureMode | FailureFamily | Risk | Complaint System
| AIR BUBBLES IN SYRINGE | Patient Recovery | Med | SS
| BARCODE DISCREPENCY | Patient Recovery | Low | SS
| BENT STACKING LUGS | Patient Recovery | Low | SS
| BLOOD | Patient Recovery | High | SS
| BROKEN CART | Patient Recovery | Low | SS
| BROKEN CONNECTOR | Patient Recovery | High | SS
| BROKEN CONTAINER | Patient Recovery | Low | SS
| BROKEN HEAT SEAL | Patient Recovery | High | SS
| BROKEN LIDS | Patient Recovery | Low | SS
| BROKEN LUER TIP | Patient Recovery | Med | SS
| BROKEN STACKING LUGS | Patient Recovery | Low | SS
| BURNED MATERIAL | Patient Recovery | Low | SS
| BURNED MATERIAL,DAMAGED COMPONENTS | Patient Recovery | Med | SS
| BURRS ON NEEDLE | Patient Recovery | Med | SS
| BUTTEND LENGTH TOO LONG | Patient Recovery | Med | SS
| BUTTEND LENGTH TOO SHORT | Patient Recovery | Med | SS
| CANNULA REVERSED | Patient Recovery | High | SS
| CANNULA SLIDES | Patient Recovery | High | SS
| CANTED NEEDLE | Patient Recovery | Med | SS
| CARDBOARD PARTICLES | Patient Recovery | High | SS
| CLEAN NEEDLE STICK | Patient Recovery | Med | SS
| CLEAN NEEDLE STICK | Patient Recovery | Med | SS
| COMPATIBILITY ISSUE |  | Low | SS
| COMPONENT BROKE IN USE | Patient Recovery | High | SS
| CONTAINER TAMPERING | Patient Recovery | High | SS
| CONTAMINATED | Patient Recovery | High | SS
| CONTAMINATED NEEDLE STICK | Patient Recovery | High | SS
| CONTAMINATED NEEDLE STICK | Patient Recovery | High | SS
| CORING | Patient Recovery | Low | SS
| COSMETIC ISSUE | Patient Recovery | Low | SS
| COSMETIC ISSUE | Patient Recovery | Low | SS
| CRACKED CONTAINER | Patient Recovery | Low | SS
| CRACKED CONTAINER,CRACKED LIDS | Patient Recovery | Low | SS
| CRACKED LIDS | Patient Recovery | Low | SS
| CROOKED NEEDLE | Patient Recovery | Med | SS
| CUSTOMER REPORTED REACTION TO PRODUCT | Patient Recovery | Low | SS
| DAMAGE PACKAGE | Patient Recovery | Low | SS
| DAMAGED COMPONENTS | Patient Recovery | Med | SS
| DAMAGED COMPONENTS,UNIDENTIFIED OBJECT IN FLUID PATH | Patient Recovery | High | SS
| DAMAGED PRODUCT | Patient Recovery | Med | SS
| DEFORMED/WARPED | Patient Recovery | Low | SS
| Different color | Patient Recovery | Low | SS
| DIFFICULT TO BREAK SEAL | Patient Recovery | Low | SS
| DIFFICULT TO DRAW FLUIDS | Patient Recovery | Low | SS
| DIFFICULT TO INJECT | Patient Recovery | Low | SS
| DIFFICULT TO OPEN PACKAGE | Patient Recovery | Low | SS
| DIFFICULTY REMOVING SHEATH | Patient Recovery | Low | SS
| DIFFICULTY VISUALIZING CONTENT LEVEL | Patient Recovery | Med | SS
| DIRT | Patient Recovery | Med | SS
| DOUBLE CANNULA | Patient Recovery | High | SS
| EMPTY SECONDARY PACKAGE | Patient Recovery | Low | SS
| EPOXY NOT CURED | Patient Recovery | Med | SS
| EXCESSIVE EPOXY | Patient Recovery | Low | SS
| EXCESSIVE LUBRICANT | Patient Recovery | Low | SS
| EXCESSIVE LUBRICANT | Patient Recovery | Low | SS
| EXTRA COMPONENT PRESENT | Patient Recovery | Low | SS
| FAILURE UNKNOWN,PR248 | Patient Recovery | Low | SS
| FREE LENGTH TOO LONG | Patient Recovery | Med | SS
| FREE LENGTH TOO SHORT | Patient Recovery | Med | SS
| GLASS | Patient Recovery | High | SS
| GLUE | Patient Recovery | Med | SS
| GREASE | Patient Recovery | Med | SS
| HAIR | Patient Recovery | Med | SS
| HAIR,UNIDENTIFIED MATTER | Patient Recovery | Med | SS
| HARDWARE FIT ISSUE | Patient Recovery | Low | SS
| HUB BLOWS OFF | Patient Recovery | High | SS
| HUB SPLIT/BROKE | Patient Recovery | High | SS
| INCORRECT ASSEMBLY | Patient Recovery | Med | SS
| INCORRECT ASSEMBLY,PRINT ISSUE,DAMAGED COMPONENTS | Patient Recovery | Med | SS
| INK | Patient Recovery | Low | SS
| INK TRANSFER | Patient Recovery | Low | SS
| INSECT/RODENT | Patient Recovery | High | SS
| INSUFFICIENT EPOXY | Patient Recovery | Low | SS
| INSUFFICIENT LUBRICANT | Patient Recovery | Low | SS
KCNS35 | KC:Air Bubbles in Syringe | Medical Supplies | Med | GCH
KCNS62 | KC:Barcode Discrepency | Medical Supplies | Low | GCH
KCBC32 | KC:Bent Needle | Medical Supplies | Med | GCH
KCSD22 | KC:Bent Stacking Lugs | Medical Supplies | Low | GCH
KCCN22 | KC:Blood | Medical Supplies | High | GCH
KCSD17 | KC:Broken Cart | Medical Supplies | Low | GCH
KCSD03 | KC:Broken Container | Medical Supplies | Low | GCH
KCNS01 | KC:Broken Heat Seal | Medical Supplies | High | GCH
KCSD02 | KC:Broken Lids | Medical Supplies | Low | GCH
KCNS69 | KC:Broken Luer Tip | Medical Supplies | Med | GCH
KCNS04 | KC:Broken Needle | Medical Supplies | Med | GCH
KCSD21 | KC:Broken Stacking Lugs | Medical Supplies | Low | GCH
KCCN23 | KC:Burned Material | Medical Supplies | Low | GCH
KCBC27 | KC:Burrs on Needle | Medical Supplies | Med | GCH
KCNS43 | KC:Buttend Length Too Long | Medical Supplies | Med | GCH
KCNS42 | KC:Buttend Length Too Short | Medical Supplies | Med | GCH
KCNS50 | KC:Cannula Reversed | Medical Supplies | High | GCH
KCNS29 | KC:Cannula Slides | Medical Supplies | High | GCH
KCNS75 | KC:Canted Needle | Medical Supplies | Med | GCH
KCCN28 | KC:Cardboard Particles | Medical Supplies | High | GCH
KCBC25 | KC:Clean Needle Stick | Medical Supplies | Med | GCH
KCBC25 | KC:Clean Needle Stick | Medical Supplies | Med | GCH
KCNS18 | KC:Component Broke in Use | Medical Supplies | High | GCH
KCSD27 | KC:Container Tampering | Medical Supplies | High | GCH
KCBC26 | KC:Contaminated Needle Stick | Medical Supplies | High | GCH
KCBC26 | KC:Contaminated Needle Stick | Medical Supplies | High | GCH
| KC:CONTAMINATION | Medical Supplies | High | GCH
KCNS45 | KC:Coring | Medical Supplies | Low | GCH
KCNS80 | KC:Cosmetic Issue | Medical Supplies | Low | GCH
KCNS80 | KC:Cosmetic Issue | Medical Supplies | Low | GCH
KCSD08 | KC:Cracked Container | Medical Supplies | Low | GCH
KCSD09 | KC:Cracked Lids | Medical Supplies | Low | GCH
KCNS46 | KC:Crooked Needle | Medical Supplies | Med | GCH
KCNS78 | KC:Customer reported reaction to product | Medical Supplies | Low | GCH
KCPK16 | KC:DAMAGE PACKAGE | Medical Supplies | Low | GCH
KCPK17 | KC:DAMAGED COMPONENTS | Medical Supplies | Med | GCH
| KC:DAMAGED PRODUCT | Medical Supplies | Med | GCH
KCNS36 | KC:Deformed/Warped | Medical Supplies | Low | GCH
KCNS59 | KC:Difficult to Break Seal | Medical Supplies | Low | GCH
KCBC21 | KC:Difficult to Draw Fluids | Medical Supplies | Low | GCH
KCNS05 | KC:Difficult to Inject | Medical Supplies | Low | GCH
KCPK04 | KC:Difficult To Open Package | Medical Supplies | Low | GCH
KCNS32 | KC:Difficulty Removing Sheath | Medical Supplies | Low | GCH
KCSD18 | KC:Difficulty Visualizing Content Level | Medical Supplies | Med | GCH
KCCN02 | KC:Dirt | Medical Supplies | Med | GCH
KCDISCOL | KC:Discolored | Medical Supplies | Low | GCH
KCDISCOL | KC:Discolored | Medical Supplies | Low | GCH
KCNS47 | KC:Double Cannula | Medical Supplies | High | GCH
KCBC04 | KC:Dull Needle | Medical Supplies | Med | GCH
KCPK34 | KC:EMPTY SECONDARY PACKAGE | Medical Supplies | Low | GCH
KCNS58 | KC:Epoxy Not Cured | Medical Supplies | Med | GCH
KCNS27 | KC:Excessive Epoxy | Medical Supplies | Low | GCH
KCBC28 | KC:Excessive Lubricant | Medical Supplies | Low | GCH
KCSD13 | KC:Extra Component | Medical Supplies | Low | GCH
KCNS49 | KC:Free Length Too Long | Medical Supplies | Med | GCH
KCNS48 | KC:Free Length Too Short | Medical Supplies | Med | GCH
KCCN16 | KC:Glass | Medical Supplies | High | GCH
KCCN12 | KC:Glue | Medical Supplies | Med | GCH
KCGREASE | KC:Grease | Medical Supplies | Med | GCH
KCHAIR | KC:Hair | Medical Supplies | Med | GCH
KCSD25 | KC:Hardware Fit Issue | Medical Supplies | Low | GCH
KCNS51 | KC:Hub Blows Off | Medical Supplies | High | GCH
KCNS17 | KC:Hub Split/Broke | Medical Supplies | High | GCH
KCAV10 | KC:Incorrect Assembly | Medical Supplies | Med | GCH
KCCN24 | KC:Ink | Medical Supplies | Low | GCH
KCCN01 | KC:Insect/Rodent | Medical Supplies | High | GCH
KCNS28 | KC:Insufficient Epoxy | Medical Supplies | Low | GCH
KCNS60 | KC:Insufficient Lubricant | Medical Supplies | Low | GCH
KCSD19 | KC:Label Issue | Medical Supplies | Med | GCH
KCSD23 | KC:Lid Fit Issue | Medical Supplies | Med | GCH
KCCN15 | KC:Lint | Medical Supplies | Med | GCH
KCNS53 | KC:Loose Fit Hub | Medical Supplies | Med | GCH
KCNS10 | KC:Luer Cap Defect | Medical Supplies | Med | GCH
KCBC22 | KC:Luer Leaks | Medical Supplies | Med | GCH
KCSD12 | KC:Malfunctioning Lid | Medical Supplies | Med | GCH
KCCN13 | KC:Metal Object | Medical Supplies | High | GCH
| KC:MISCOUNT | Medical Supplies | Low | GCH
KCSD24 | KC:Missing Absorbent Pads | Medical Supplies | Low | GCH
KCPK15 | KC:Missing Components | Medical Supplies | Low | GCH
KCPK15 | KC:Missing Components | Medical Supplies | Low | GCH
KCSD16 | KC:Missing Container | Medical Supplies | Low | GCH
KCSD01 | KC:Missing Lids | Medical Supplies | Low | GCH
| KC:MISSING OR DAMAGED LABEL | Medical Supplies | Med | GCH
KCNS34 | KC:Missing Print | Medical Supplies | Med | GCH
KCBC11 | KC:Missing Sheath | Medical Supplies | Med | GCH
KCNS39 | KC:Missing Threads | Medical Supplies | Low | GCH
| KC:MISSING WELD | Medical Supplies | Med | GCH
KCPK13 | KC:Mixed Components | Medical Supplies | High | GCH
KCCN10 | KC:Mold | Medical Supplies | High | GCH
KCNS37 | KC:Molding Flash | Medical Supplies | Low | GCH
| KC:MOLDING ISSUE | Medical Supplies | Low | CTS
KCNS19 | KC:Needle Bends in Use | Medical Supplies | Med | GCH
KCNS24 | KC:Needle Bevel Defect | Medical Supplies | High | GCH
KCNS20 | KC:Needle Breaks in Use | Medical Supplies | High | GCH
KCNS13 | KC:Needle Cap Defect | Medical Supplies | Med | GCH
KCNS52 | KC:Needle Does not Fit Syringe | Medical Supplies | Low | GCH
KCSD04 | KC:Needle Punctured Container | Medical Supplies | Med | GCH
KCNS54 | KC:Needle Punctured Sheath | Medical Supplies | Med | GCH
KCNS09 | KC:No Needle | Medical Supplies | Med | GCH
KCNS71 | KC:No Point | Medical Supplies | Med | GCH
KCSD15 | KC:Non-funtional Cart | Medical Supplies | Low | GCH
KCDY15 | KC:Occluded | Medical Supplies | Low | GCH
KCCN05 | KC:Odor | Medical Supplies | Low | GCH
KCPK10 | KC:Package Wrong Components | Medical Supplies | High | GCH
| KC:PACKAGED WRONG PRODUCT | Medical Supplies | High | GCH
KCNS23 | KC:Plunger Bent | Medical Supplies | Low | GCH
KCNS30 | KC:Plunger Broke | Medical Supplies | Low | GCH
KCNS26 | KC:Plunger Leaks | Medical Supplies | Med | GCH
KCNS57 | KC:Plunger No Stop | Medical Supplies | Med | GCH
KCNS56 | KC:Plunger Tight Action | Medical Supplies | Low | GCH
KCNS55 | KC:Plunger Tip Separates | Medical Supplies | Low | GCH
KCNS33 | KC:Poor Print | Medical Supplies | Low | GCH
KCCN27 | KC:Powder | Medical Supplies | High | GCH
KCNS77 | KC:Question Sterility | Medical Supplies | High | GCH
KCRUST | KC:Rust | Medical Supplies | High | GCH
KCNS16 | KC:Safety Shield Defect | Medical Supplies | High | GCH
KCCN25 | KC:Sandpaper | Medical Supplies | High | GCH
KCPK21 | KC:Sealant Inadequate | Medical Supplies | High | GCH
KCNS38 | KC:Sheath Detached from Needle | Medical Supplies | Med | GCH
KCNS31 | KC:Sloppy Seals | Medical Supplies | Med | GCH
KCNS70 | KC:Split Tubing | Medical Supplies | High | GCH
KCCN08 | KC:Spots | Medical Supplies | Low | GCH
KCNS15 | KC:Syringe Leaking | Medical Supplies | High | GCH
KCNS14 | KC:Syringe Tip Defect | Medical Supplies | Med | GCH
KCNS65 | KC:Tip Falling Off | Medical Supplies | Low | GCH
KCCN14 | KC:Transfer of Label | Medical Supplies | Med | GCH
KCCN18 | KC:Unidentified Embedded Matter | Medical Supplies | Low | GCH
KCCN21 | KC:Unidentified Liquid | Medical Supplies | Med | GCH
KCCN11 | KC:Unidentified Matter | Medical Supplies | Med | GCH
KCCN04 | KC:Unidentified Object | Medical Supplies | Med | GCH
KCCN17 | KC:Unidentified Object in Fluid Path | Medical Supplies | Med | GCH
KCSD10 | KC:Warped Containers | Medical Supplies | Low | GCH
KCSD05 | KC:Warped Lids | Medical Supplies | Low | GCH
KCCN20 | KC:Water | Medical Supplies | Med | GCH
KCNS82 | KC:Wet Syringe | Medical Supplies | Med | GCH
KCCN26 | KC:Wood | Medical Supplies | High | GCH
| LABEL ISSUE | Patient Recovery | Med | SS
| LEAKING SYRINGE | Patient Recovery | High | SS
| LID DIFFICULT TO PLACE | Patient Recovery | Med | SS
| LID FIT ISSUE | Patient Recovery | Med | SS
| LINT | Patient Recovery | Med | SS
| LOOSE FIT HUB | Patient Recovery | Med | SS
| LUER CAP DEFECT | Patient Recovery | Med | SS
| LUER LEAKS | Patient Recovery | Med | SS
| MALFUNCTIONING LID | Patient Recovery | Med | SS
| METAL OBJECT | Patient Recovery | High | SS
| MISSING ABSORBENT PADS | Patient Recovery | Low | SS
| Missing Component | Medical Supplies | Low | GCH
| MISSING COMPONENT LAYER | Patient Recovery | Med | SS
| MISSING CONTAINER | Patient Recovery | Low | SS
| MISSING CONTAINER,MISSING LIDS | Patient Recovery | Low | SS
| MISSING GRADUATION | Patient Recovery | Med | SS
| Missing Label | Medical Supplies | Med | GCH
| MISSING LIDS | Patient Recovery | Low | SS
| MISSING OR DAMAGED LABEL | Patient Recovery | Med | SS
| MISSING PRINT | Patient Recovery | Med | SS
| MISSING PRINT,PRINT ISSUE | Patient Recovery | Med | SS
| MISSING SHEATH | Patient Recovery | Med | SS
| MISSING THREADS | Patient Recovery | Low | SS
| MISSING WELD | Patient Recovery | Med | SS
| MIXED COMPONENTS | Patient Recovery | High | SS
| MOLD | Patient Recovery | High | SS
| MOLDING FLASH | Patient Recovery | Low | SS
| MOLDING FLASH,PR80 | Patient Recovery | Low | SS
| Molding Issue | Medical Supplies | Low | GCH
| NEEDLE BENDS IN USE | Patient Recovery | Med | SS
| NEEDLE BEVEL DEFECT | Patient Recovery | High | SS
| NEEDLE BREAKS IN USE | Patient Recovery | High | SS
| NEEDLE CAP DEFECT | Patient Recovery | Med | SS
| NEEDLE DOES NOT FIT SYRINGE | Patient Recovery | Low | SS
| NEEDLE PUNCTURED CONTAINER | Patient Recovery | Med | SS
| NEEDLE PUNCTURED SHEATH | Patient Recovery | Med | SS
| NO FAILURE | Patient Recovery | N/A | SS
| NO NEEDLE | Patient Recovery | Med | SS
| NO POINT | Patient Recovery | Med | SS
| NO PROBLEM FOUND | Patient Recovery | Low | SS
| NON-FUNTIONAL CART | Patient Recovery | Low | SS
| Occluded | Medical Supplies | Low | GCH
| PACKAGE WRONG COMPONENTS | Patient Recovery | High | SS
| PACKAGED WRONG PRODUCT | Patient Recovery | High | SS
| PACKAGING ISSUE | Patient Recovery | Low | SS
| Pending Investigation | Medical Supplies | TBD
| PLUNGER BENT | Patient Recovery | Low | SS
| PLUNGER BROKE | Patient Recovery | Low | SS
| PLUNGER LEAKS | Patient Recovery | Med | SS
| PLUNGER NO STOP | Patient Recovery | Med | SS
| PLUNGER TIGHT ACTION | Patient Recovery | Low | SS
| PLUNGER TIP SEPARATES | Patient Recovery | Low | SS
| POOR PRINT | Patient Recovery | Low | SS
| POWDER | Patient Recovery | High | SS
| PR235 | Patient Recovery | Med | SS
| PR259,MISSING PRINT | Patient Recovery | Med | SS
| Print Issue | Patient Recovery | Low | SS
| PRINT ISSUE,NO FAILURE | Patient Recovery | Low | SS
| QUESTION STERILITY | Patient Recovery | High | SS
| SAFETY SHIELD DEFECT | Patient Recovery | High | SS
| SANDPAPER | Patient Recovery | High | SS
| SEALANT INADEQUATE | Patient Recovery | High | SS
| SHEATH DETACHED FROM NEEDLE | Patient Recovery | Med | SS
| SHORT SHOT | Patient Recovery | Med | SS
| SLOPPY SEALS | Patient Recovery | Med | SS
| SPLIT TUBING | Patient Recovery | High | SS
| SPOTS | Patient Recovery | Low | SS
| SYRINGE LEAKING | Patient Recovery | High | SS
| SYRINGE TIP DEFECT | Patient Recovery | Med | SS
| TIP FALLING OFF | Patient Recovery | Low | SS
| TRANSFER OF LABEL | Patient Recovery | Med | SS
| TUBING OCCLUDED | Patient Recovery | Low | SS
| UNIDENTIFIED EMBEDDED MATTER | Patient Recovery | Low | SS
| UNIDENTIFIED LIQUID | Patient Recovery | Med | SS
| UNIDENTIFIED MATTER | Patient Recovery | Med | SS
| UNIDENTIFIED OBJECT | Patient Recovery | Med | SS
| UNIDENTIFIED OBJECT IN FLUID PATH | Patient Recovery | Med | SS
| US:LUBRICATION EXCESSIVE | Medical Supplies | Low | GCH
| WARPED CONTAINERS | Patient Recovery | Low | SS
| WARPED CONTAINERS,MALFUNCTIONING LID | Patient Recovery | Med | SS
| WARPED LIDS | Patient Recovery | Low | SS
| WATER | Patient Recovery | Med | SS
| WELD ISSUE | Patient Recovery | Med | SS
| WELD ISSUE,DAMAGED COMPONENTS | Patient Recovery | Med | SS
| WET SYRINGE | Patient Recovery | Med | SS
| WOOD | Patient Recovery | High | SS
| ADDITIONAL INFORMATION REQUIRED |  | NA

## Root Cause Location
BPCS CODE | Job Loc | Description | Floor Map
S0A | 0A | Molding - Plunger
S0B | 0B | Molding - Plunger
S1A | 1A | Molding - Barrel
S1B | 1B | Molding - Barrel
S1P | Packer | Packaging
S1R | RAM | Assembly
S1T | Aidlin/Tubes | Material Transport
S2A | 2A | Molding - Plunger
S2B | 2B | Molding - Barrel
S2D | 2D | Molding - Cap
S2C | 2C | Molding - Sleeve
S2N | Hot Stamp Printer | Printing
S2P | Packer | Packaging
S2R | RAM | Assembly
S2T | Aidlin/Tubes | Material Transport
S3A | 3A | Molding - Plunger
S3B | 3B | Molding - Barrel
S3C | 3C | Molding - Cap
S3D | 3D | Molding - Sleeve
S3N | Hot Stamp Printer | Printing
S3P | Packer | Packaging
S3R | RAM | Assembly
S3T | Aidlin/Tubes | Material Transport
S4A | 412A | Molding - Barrel
S4N | Hot Stamp Printer | Printing
S4P | Packer | Packaging
S4R | RAM | Assembly
S4T | Aidlin/Tubes | Material Transport
S5B | 5B | Molding - Barrel
S6A | 6A | Molding - Barrel
S6B | 6B | Molding - Plunger
S6C | 6C | Molding - Barrel
S6K | Kahle | Assembly
S6P | Packer | Packaging
S7A | 7A | Molding - Plunger
S7C | 7C | Molding - Barrel
S7N | Pad Printer | Printing
S7P | Packer | Packaging
S7R | RAM | Assembly
S7T | Aidlin/Tubes | Material Transport
S8A | 8A | Molding - Barrel
S8B | 8B | Molding - Barrel
S8C | 8C | Molding - Plunger
S8D | 8D | Molding - Plunger
S8F | Form, Fill Sealer | Form, Fill Seal
S8K | Kahle | Assembly
S8N | Pad Printer | Printing
S8P | Packer | Packaging
INC | Incoming | Incoming
VAL | Validation | Validation
SUP | Incoming | Incoming
STT | Tip Tumbling | Tip Tumbling
CME | CME | CME
WHS | WAREHOUSE | WAREHOUSE
RSN | INCORRECT RESIN | INCORRECT RESIN
102 | AM102
131 | AM131
20B | 20B
43C | 43C |  | 43C
AUX | AUX
C15 | C15
C19 | C19
C20 | C20
C23 | C23
C25 | C25
C32 | C32
C33 | C33
C34 | C34
C37 | C37
C42 | C42
C43 | C43
C46 | C46
C50 | C50
C52 | C52
C54 | C54
C56 | C56
C60 | C60
C61 | C61
C63 | C63
C64 | C64
C65 | C65
C66 | C66
C67 | C67
C70 | C70
C71 | C71
C74 | C74
C75 | C75
C76 | C76
C77 | C77
C80 | C80
C81 | C81
C83 | C83
C84 | C84
C85 | C85
C87 | C87
C89 | C89
C90 | C90
C91 | C91
RC1 | RC1
SUP | SUP
153 | AM153
C14 | C14
C28 | C28
C31 | C31
AS2 | AS2
C16 | C16
AS1 | AS1
C72 | C72
C86 | C86
C88 | C88
C24 | C24
RC2 | RC2
C82 | C82
S6D | S6D
C18 | C18
C40 | C40
C45 | C45
FIP | FIP
FIP2 | FIP2
C30 | C30
171 | AM171
131 | AM131
193 | AM193
C21 | C21
TrackTrend | TrackTrend
C35 | C35
LBC | Label Cage

## IFM_Risk
FailureCode | FailureMode | FailureFamily | Risk | OG System
KCNS01 | KC:Broken Heat Seal | Medical Supplies | High | GCH
KCBC21 | KC:Difficult to Draw Fluids | Medical Supplies | Low | GCH
KCBC26 | KC:Contaminated Needle Stick | Medical Supplies | High | GCH
KCNS04 | KC:Broken Needle | Medical Supplies | Med | GCH
KCNS05 | KC:Difficult to Inject | Medical Supplies | Low | GCH
KCBC27 | KC:Burrs on Needle | Medical Supplies | Med | GCH
KCBC32 | KC:Bent Needle | Medical Supplies | Med | GCH
KCBC04 | KC:Dull Needle | Medical Supplies | Med | GCH
KCNS09 | KC:No Needle | Medical Supplies | Med | GCH
KCNS10 | KC:Luer Cap Defect | Medical Supplies | Med | GCH
KCBC28 | KC:Excessive Lubricant | Medical Supplies | Low | GCH
KCBC25 | KC:Clean Needle Stick | Medical Supplies | Med | GCH
KCNS13 | KC:Needle Cap Defect | Medical Supplies | Med | GCH
KCNS14 | KC:Syringe Tip Defect | Medical Supplies | Med | GCH
KCNS15 | KC:Syringe Leaking | Medical Supplies | High | GCH
KCNS16 | KC:Safety Shield Defect | Medical Supplies | High | GCH
KCNS17 | KC:Hub Split/Broke | Medical Supplies | High | GCH
KCNS18 | KC:Component Broke in Use | Medical Supplies | High | GCH
KCNS19 | KC:Needle Bends in Use | Medical Supplies | Med | GCH
KCNS20 | KC:Needle Breaks in Use | Medical Supplies | High | GCH
KCDISCOL | KC:Discolored | Medical Supplies | Low | GCH
KCNS23 | KC:Plunger Bent | Medical Supplies | Low | GCH
KCNS24 | KC:Needle Bevel Defect | Medical Supplies | High | GCH
KCBC22 | KC:Luer Leaks | Medical Supplies | Med | GCH
KCNS26 | KC:Plunger Leaks | Medical Supplies | Med | GCH
KCNS27 | KC:Excessive Epoxy | Medical Supplies | Low | GCH
KCNS28 | KC:Insufficient Epoxy | Medical Supplies | Low | GCH
KCNS29 | KC:Cannula Slides | Medical Supplies | High | GCH
KCNS30 | KC:Plunger Broke | Medical Supplies | Low | GCH
KCNS31 | KC:Sloppy Seals | Medical Supplies | Med | GCH
KCNS32 | KC:Difficulty Removing Sheath | Medical Supplies | Low | GCH
KCNS33 | KC:Poor Print | Medical Supplies | Low | GCH
KCNS34 | KC:Missing Print | Medical Supplies | Med | GCH
KCNS35 | KC:Air Bubbles in Syringe | Medical Supplies | Med | GCH
KCNS36 | KC:Deformed/Warped | Medical Supplies | Low | GCH
KCNS37 | KC:Molding Flash | Medical Supplies | Low | GCH
KCNS38 | KC:Sheath Detached from Needle | Medical Supplies | Med | GCH
KCNS39 | KC:Missing Threads | Medical Supplies | Low | GCH
KCNS42 | KC:Buttend Length Too Short | Medical Supplies | Med | GCH
KCNS43 | KC:Buttend Length Too Long | Medical Supplies | Med | GCH
KCDY15 | KC:Occluded | Medical Supplies | Low | GCH
KCNS45 | KC:Coring | Medical Supplies | Low | GCH
KCNS46 | KC:Crooked Needle | Medical Supplies | Med | GCH
KCNS47 | KC:Double Cannula | Medical Supplies | High | GCH
KCNS48 | KC:Free Length Too Short | Medical Supplies | Med | GCH
KCNS49 | KC:Free Length Too Long | Medical Supplies | Med | GCH
KCNS50 | KC:Cannula Reversed | Medical Supplies | High | GCH
KCNS51 | KC:Hub Blows Off | Medical Supplies | High | GCH
KCNS52 | KC:Needle Does not Fit Syringe | Medical Supplies | Low | GCH
KCNS53 | KC:Loose Fit Hub | Medical Supplies | Med | GCH
KCNS54 | KC:Needle Punctured Sheath | Medical Supplies | Med | GCH
KCNS55 | KC:Plunger Tip Separates | Medical Supplies | Low | GCH
KCNS56 | KC:Plunger Tight Action | Medical Supplies | Low | GCH
KCNS57 | KC:Plunger No Stop | Medical Supplies | Med | GCH
KCNS58 | KC:Epoxy Not Cured | Medical Supplies | Med | GCH
KCNS59 | KC:Difficult to Break Seal | Medical Supplies | Low | GCH
KCNS60 | KC:Insufficient Lubricant | Medical Supplies | Low | GCH
KCBC11 | KC:Missing Sheath | Medical Supplies | Med | GCH
KCNS62 | KC:Barcode Discrepency | Medical Supplies | Low | GCH
KCPK15 | KC:Missing Components | Medical Supplies | Low | GCH
KCPK13 | KC:Mixed Components | Medical Supplies | High | GCH
KCNS65 | KC:Tip Falling Off | Medical Supplies | Low | GCH
KCAV10 | KC:Incorrect Assembly | Medical Supplies | Med | GCH
KCNS69 | KC:Broken Luer Tip | Medical Supplies | Med | GCH
KCNS70 | KC:Split Tubing | Medical Supplies | High | GCH
KCNS71 | KC:No Point | Medical Supplies | Med | GCH
KCNS75 | KC:Canted Needle | Medical Supplies | Med | GCH
KCNS77 | KC:Question Sterility | Medical Supplies | High | GCH
KCNS78 | KC:Customer reported reaction to product | Medical Supplies | Low | GCH
KCNS80 | KC:Cosmetic Issue | Medical Supplies | Low | GCH

## Sheet2
FG | Pri Family | Lid Type | Sec Family | Focus factory
4502565 | 1 |  |  | Syringe
8881893578 | 1 |  |  | Syringe
8881112599 | 1 |  | 1 or 7 | Syringe
8881502267 | 2 |  |  | Syringe
8881512597 | 2 |  |  | Syringe
8881512662 | 2 |  |  | Syringe
8881512738 | 2 |  |  | Syringe
8881512746 | 2 |  |  | Syringe
8881512811 | 2 |  |  | Syringe
8881541125 | 2 |  |  | Syringe
8881512852 | 3 |  | 2 | Syringe
8881512860 | 3 |  | 2 | Syringe
8881512878 | 3 |  | 2 | Syringe
8881112075 | 3 |  | 2 | Syringe
3154021 | 3 |  | 2 | Syringe
8881112083 | 7 |  | 3 | Syringe
410S | 7 |  |  | Syringe
6492743 | 7 |  | 1 | Syringe
6492739 | 7 |  | 1 | Syringe
4502476 | 7 |  | 1 | Syringe
4501820 | 7 |  |  | Syringe
5551731218 | 7 |  | 2 or 3 | Syringe
5551771203 | 7 |  |  | Syringe
5551771207 | 7 |  |  | Syringe
5551777047MT | 7 |  |  | Syringe
5551777369MT | 7 |  |  | Syringe
5551777401 | 7 |  |  | Syringe
5551777419 | 7 |  |  | Syringe
8881110160 | 7 |  |  | Syringe
8881112059 | 7 |  | 2 or 3 | Syringe
8881112985 | 7 |  |  | Syringe
8881907003 | 7 |  |  | Syringe
8881907102 | 7 |  |  | Syringe
8881907199 | 7 |  |  | Syringe
8881907465 | 7 |  |  | Syringe
1181200777 | 8 |  |  | Syringe
1181200555 | 8 |  |  | Syringe
1181218100 | 8 |  |  | Syringe
1181220112 | 8 |  |  | Syringe
1181221100 | 8 |  |  | Syringe
1181221112 | 8 |  |  | Syringe
8881540122 | 8 |  |  | Syringe
8881541208 | 8 |  |  | Syringe
412SE | 8 |  |  | Syringe
4502500 | 8 |  |  | Syringe
8881112015 | 8 |  |  | Syringe
R7642B | 8 |  | 5 | Syringe
8881412012 | 412 |  | 5 | Syringe
5551771405 | 412 |  | 5 | Syringe
8881412199 | 412 |  | 5 | Syringe
3131010P | 412 |  | 5 | Syringe
3156001 | 412 |  | 5 | Syringe
4502560 | Sub |  |  | Syringe
4502570 | Sub |  |  | Syringe
4502565 | Sub |  |  | Syringe
4502575 | Sub |  |  | Syringe
5551761207 | Tips |  |  | Syringe
5551500035 | Tips |  |  | Syringe
4006202 | Tips |  |  | Syringe
4101801 | Tips |  |  | Syringe
4001204 | Tips |  |  | Syringe
4006201 | Tips |  |  | Syringe
1523SA | AS | R7472 |  | Container
31139747 | AS | R7545 |  | Container
8549SA | AS | R7626 |  | Container
8556H | AS | R8516-1HB |  | Container
8974 | AS | R8534 |  | Container
8550B | AS | R8550LGB |  | Container
8539SA | AS | R9806 |  | Container
1510SA | AS | WP7409 |  | Container
1511 | AS | WP7409 |  | Container
R7472 | AS |  |  | Container
R7545 | AS |  |  | Container
R7626 | AS |  |  | Container
R8516-1HB | AS |  |  | Container
R8534 | AS |  |  | Container
R8550LGB | AS |  |  | Container
R9806 | AS |  |  | Container
WP7409 | AS |  |  | Container
8940FP | CT |  |  | Container
8941FP | CT |  |  | Container
R7526 | CT |  |  | Container
R7639 | CT |  |  | Container
31325049 | G1 | R7026 |  | Container
31325410 | G1 | R7026 |  | Container
8303SA | G1 | R7507 |  | Container
8303BY | G1 | R7507Y |  | Container
8909 | G1 | R98148 |  | Container
V8900 | G1 | WP7026 |  | Container
8900MW | G1 | WP7026 |  | Container
8900SA | G1 | WP7026 |  | Container
8906 | G1 | WP7026 |  | Container
65 | G1 | WP7026P |  | Container
31143699 | G1 | WP7102 |  | Container
31157111 | G1 | WP7102 |  | Container
R7026 | G1 |  |  | Container
R7507 | G1 |  |  | Container
R7507Y | G1 |  |  | Container
R98148 | G1 |  |  | Container
WP7026 | G1 |  | MS | Container
WP7026P | G1 |  |  | Container
31143665 | G10 | WP4810 |  | Container
31143798 | G10 | WP4810 |  | Container
31157160 | G10 | WP4810 |  | Container
8934 | G12 | WP7417 |  | Container
8934CRS | G12 | WP7417 |  | Container
8612RC | G12 | WP7417P |  | Container
8612U | G12 | WP7417P |  | Container
8934PG2 | G12 | WP7417P |  | Container
8936PG2 | G12 | WP7417P |  | Container
8936SA | G12 | WP7418 |  | Container
8933 | G12 | WP7483 |  | Container
8860 | G12 | WP8860 |  | Container
8860AC | G12 | WP8860 |  | Container
8860NB | G12 | WP8860 |  | Container
8935 | G12 | WP8935 |  | Container
8935Y | G12 | WP8935 |  | Container
8931 | G12 | WP8998 |  | Container
8611RC | G12 | WP8998P |  | Container
8611U | G12 | WP8998P |  | Container
8931PG2 | G12 | WP8998P |  | Container
8932PG2 | G12 | WP8998P |  | Container
8932 | G12 | WP8999 |  | Container
WP7417 | G12 |  | G18 | Container
WP7418 | G12 |  | G18 | Container
WP8860 | G12 |  | G18 | Container
WP8998P | G12 |  | G18 | Container
WP8999 | G12 |  | G18 | Container
PT00016495 | G12 |  | G18 | Container
PT00016490 | G12 |  | G18 | Container
8938FP | G18 | N/A |  | Container
8791 | G18 | R7515 |  | Container
31378089 | G18 | R7630 |  | Container
8939 | G18 | WP7417 |  | Container
8939CRS | G18 | WP7417 |  | Container
8871 | G18 | WP7417BL |  | Container
8871NB | G18 | WP7417BLNB |  | Container
V8618 | G18 | WP7417P |  | Container
8618RC | G18 | WP7417P |  | Container
8618U | G18 | WP7417P |  | Container
8939PG2 | G18 | WP7417P |  | Container
8998SPG2 | G18 | WP7417P |  | Container
8998S | G18 | WP7418 |  | Container
8991 | G18 | WP7483 |  | Container
8991Y | G18 | WP7483 |  | Container
V8870 | G18 | WP8860 |  | Container
8870 | G18 | WP8860 |  | Container
8870NB | G18 | WP8860 |  | Container
V8938 | G18 | WP8935 |  | Container
8938 | G18 | WP8935 |  | Container
8938Y | G18 | WP8935 |  | Container
8989 | G18 | WP8998 |  | Container
8989CRH | G18 | WP8998 |  | Container
8617RC | G18 | WP8998P |  | Container
8617U | G18 | WP8998P |  | Container
8989PG2 | G18 | WP8998P |  | Container
8998PG2 | G18 | WP8998P |  | Container
8998 | G18 | WP8999 |  | Container
R7515 | G18 |  |  | Container
R7630 | G18 |  |  | Container
WP7417BL | G18 |  |  | Container
WP7417BLNB | G18 |  |  | Container
WP7417P | G18 |  | G12 | Container
WP7483 | G18 |  | G12 | Container
WP8935 | G18 |  | G12 | Container
WP8998 | G18 |  | G12 | Container
R7479P | G18 |  |  | Container
PT00013702 | G18 |  |  | Container
8963 | G2 | N/A |  | Container
8790 | G2 | R7089W-1 |  | Container
8990SA | G2 | WP3204 |  | Container
8990Y | G2 | WP3206 |  | Container
1525SA | G2 | WP7024K |  | Container
47 | G2 | WP7102 |  | Container
31142222 | G2 | WP7102 |  | Container
31156916 | G2 | WP7102 |  | Container
31300878 | G2 | WP7102 |  | Container
1522SA | G2 | WP7464 |  | Container
31143731 | G2 | WP7615 |  | Container
85321 | G2 | WP8520N02 |  | Container
85321R | G2 | WP8520N02 |  | Container
8535Y | G2 | WP8526 |  | Container
8820 | G2 | WP8825 |  | Container
8820- | G2 | WP8825 |  | Container
8820NB | G2 | WP8825 |  | Container
8964 | G2 | WP8964 |  | Container
8967MW | G2 | WP8965MW |  | Container
89651 | G2 | WP8965N |  | Container
89671 | G2 | WP8965N |  | Container
8967Y | G2 | WP8965U |  | Container
V8970 | G2 | WP8979 |  | Container
8970 | G2 | WP8979 |  | Container
8970Y | G2 | WP8979 |  | Container
8979C | G2 | WP8979 |  | Container
8979MW | G2 | WP8979 |  | Container
8602RC | G2 | WP8982 |  | Container
8602U | G2 | WP8982 |  | Container
8982 | G2 | WP8982 |  | Container
8982CRH | G2 | WP8982 |  | Container
8970- | G2 |  |  | Container
R7089W-1 | G2 |  |  | Container
WP3204 | G2 |  |  | Container
WP3206 | G2 |  |  | Container
WP7024K | G2 |  |  | Container
WP7102 | G2 |  | G1 | Container
WP7464 | G2 |  |  | Container
WP7615 | G2 |  |  | Container
WP8520N02 | G2 |  |  | Container
WP8825 | G2 |  |  | Container
WP8964 | G2 |  |  | Container
WP8965MW | G2 |  |  | Container
WP8965N | G2 |  |  | Container
WP8965U | G2 |  |  | Container
WP8979 | G2 |  |  | Container
WP8982 | G2 |  |  | Container
R7028W | G2 |  |  | Container
R7616 | G2 |  | G1 | Container
8524C | G3 | N/A |  | Container
31322723 | G3 | R7637 |  | Container
8522MW | G3 | WP8520MW |  | Container
85221 | G3 | WP8520N |  | Container
85221R | G3 | WP8520N |  | Container
8522Y | G3 | WP8520U |  | Container
8525Y | G3 | WP8526 |  | Container
8527R | G3 | WP8526 |  | Container
R7637 | G3 |  |  | Container
WP8520MW | G3 |  |  | Container
WP8520N | G3 |  |  | Container
WP8520U | G3 |  |  | Container
WP8526 | G3 |  | G2 | Container
8605RC | G5 | PT00075580 |  | Container
8605U | G5 | PT00075580 |  | Container
40 | G5 | WP7605 |  | Container
31143897 | G5 | WP7605 |  | Container
31144010 | G5 | WP7605 |  | Container
31300919 | G5 | WP7605 |  | Container
31323176 | G5 | WP7605 |  | Container
V8512 | G5 | WP8510 |  | Container
85121 | G5 | WP8510 |  | Container
85131 | G5 | WP8510 |  | Container
851201 | G5 | WP851201N |  | Container
851301 | G5 | WP851201N |  | Container
85120Y | G5 | WP8512U |  | Container
8950SA | G5 | WP8950SA |  | Container
85131- | G5 | WP8510 |  | Container
PT00075580 | G5 |  |  | Container
WP7605 | G5 |  |  | Container
WP8510 | G5 |  | HG | Container
WP851201N | G5 |  |  | Container
WP8512U | G5 |  |  | Container
WP8950SA | G5 |  |  | Container
31143533 | G7 | R7563 |  | Container
31324240 | G7 | R7563 |  | Container
42 | G7 | WP4810 |  | Container
31156550 | G7 | WP4810 |  | Container
31180378 | G7 | WP4810 |  | Container
31323168 | G7 | WP4810 |  | Container
R7563 | G7 |  |  | Container
WP4810 | G7 |  | G10 | Container
8781 | G8 | R7481 |  | Container
8980S | G8 | WP7445 |  | Container
8608RC | G8 | WP7449 |  | Container
8608U | G8 | WP7449 |  | Container
8985CRS | G8 | WP7449 |  | Container
8985S | G8 | WP7449 |  | Container
8985SPG2 | G8 | WP7449 |  | Container
8997SPG2 | G8 | WP7449 |  | Container
8997S | G8 | WP7450 |  | Container
8851 | G8 | WP7450BL |  | Container
8851NB | G8 | WP7450BLNB |  | Container
8850 | G8 | WP8850 |  | Container
8850NB | G8 | WP8850 |  | Container
V8980 | G8 | WP8980-C |  | Container
8958 | G8 | WP8980-C |  | Container
8980 | G8 | WP8980-C |  | Container
8980MW | G8 | WP8980-C |  | Container
8980Y | G8 | WP8980-C |  | Container
80-8705 | G8 | WP8980-C |  | Container
V8985 | G8 | WP8985 |  | Container
8607RC | G8 | WP8985 |  | Container
8607U | G8 | WP8985 |  | Container
8985 | G8 | WP8985 |  | Container
8985CRH | G8 | WP8985 |  | Container
8985PG2 | G8 | WP8985 |  | Container
8985PG2Y | G8 | WP8985 |  | Container
8997PG2 | G8 | WP8985 |  | Container
8997 | G8 | WP8986 |  | Container
R7481 | G8 |  |  | Container
WP7445 | G8 |  |  | Container
WP7449 | G8 |  |  | Container
WP7450 | G8 |  |  | Container
WP7450BL | G8 |  |  | Container
WP7450BLNB | G8 |  |  | Container
WP8850 | G8 |  |  | Container
WP8980-C | G8 |  |  | Container
WP8985 | G8 |  |  | Container
WP8986 | G8 |  |  | Container
PT00013692 | G8 |  |  | Container
R7013 | G8 |  | G12/18 | Container
WP7478 | G8 |  | G12/18 | Container
45 | GG | N/A |  | Container
44 | GG | PT00075579 |  | Container
31314886 | GG | PT00075579 |  | Container
31317483 | GG | PT00075579 |  | Container
31323333 | GG | PT00075579 |  | Container
31323358 | GG | PT00075579 |  | Container
31353603 | GG | PT00069525 |  | Container
31353611 | GG | PT00069525 |  | Container
PT00075579 | GG |  |  | Container
PT00069525 | GG |  |  | Container
85021 | HG | WP8510 |  | Container
85031 | HG | WP8510 |  | Container
8984 | MS | N/A |  | Container
8991FP | MS | N/A |  | Container
8993H | MS | N/A |  | Container
1500SA | MS | R7070 |  | Container
8301BY | MS | R7504 |  | Container
8515 | MS | R8535 |  | Container
8529 | MS | R8550 |  | Container
8930SA | MS | R8930LA |  | Container
8901SA | MS | WP7026 |  | Container
8910 | MS | WP7029N |  | Container
8920SA | MS | WP8920 |  | Container
R7070 | MS |  |  | Container
R7504 | MS |  |  | Container
R8535 | MS |  |  | Container
R8550 | MS |  |  | Container
R8930LA | MS |  |  | Container
WP7029N | MS |  |  | Container
WP8920 | MS |  |  | Container
8506SA | SS | WP8506 |  | Container
8506Y | SS | WP8506 |  | Container
8506YM | SS | WP8506 |  | Container
8507SA | SS | WP8506 |  | Container
8507MW | SS | WP8506MW |  | Container
8533SA | SS | WP8536 |  | Container
8533Y | SS | WP8536 |  | Container
8534SA | SS | WP8536 |  | Container
8536SA | SS | WP8536 |  | Container
8537MW | SS | WP8536 |  | Container
8537SA | SS | WP8536 |  | Container
8537Y | SS | WP8536 |  | Container
8540SA | SS | WP8540 |  | Container
8541SA | SS | WP8540 |  | Container
8846SA | SS | WP8540 |  | Container
8836SA | SS | WP8836P |  | Container
8836NB | SS | WP8836PNB |  | Container
V8506 | SS | WPV8506 |  | Container
V8536 | SS | WPV8536 |  | Container
WP8506 | SS |  |  | Container
WP8506MW | SS |  |  | Container
WP8536 | SS |  |  | Container
WP8540 | SS |  |  | Container
WP8836P | SS |  |  | Container
WP8836PNB | SS |  |  | Container
WPV8506 | SS |  |  | Container
WPV8536 | SS |  |  | Container
WP7623 | SS |  |  | Container
UNK SCS | UNK SCS |  |  | Container
ENGINEERING | NA |  | NA | Both
R7068 | G5 |  |  | Container
PT00016498 | G8 |  |  | Container
R7075BY | G2 |  |  | Container
RM165 | RECYCL |  |  | Container
R98027 | IQA |  |  | Incomming
PT00006652 | IQA |  |  | Incomming
8881112518 | 1 |  |  | Syringe
4500906 | IQA |  |  | Incomming
5551500055 | Tips |  |  | Syringe
WP4810 | G10 | R7568 |  | Container
R7568 | G10
R7089W | G2 | NA |  | Containter
R7515P | G12 |  |  | Containter
R7479 | G18 |  |  | Container
PT00096177 | SS |  |  | Container

## Sheet1
Product Code | Item Number
4502565 | CL63R7462LTAD
8881893578 | PT00009482
8881112599 | PT00009962
8881502267 | PT00012247
8881512597 | PT00012250
8881512662 | PT00012251
8881512738 | PT00012284
8881512746 | PT00012285
8881512811 | PT00013692
8881541125 | PT00013696
8881512852 | PT00013699
8881512860 | PT00013707
8881512878 | PT00016486
8881112075 | PT00016490
4502560 | PT00016495
8881112083 | PT00016498
410S | PT00016811
410S- | PT00019730
6492743 | PT00034764
6492739 | PT00035052
4502476 | R7012
4501820 | R7013
5551731218 | R7019
5551771203 | R7024G
5551771207 | R7024K
5551777047MT | R7025MW
5551777369MT | R7025N
5551777401 | R7026
5551777419 | R7027
8881110160 | R7027GW
8881112059 | R7027MW
8881112985 | R7027Y
8881907003 | R7028
8881907102 | R7028BK
8881907199 | R7028GRMW
8881907465 | R7028GW
1181200777 | R7028MW
1181200555 | R7028NMW
1181218100 | R7028RHC
1181220112 | R7028W
1181221100 | R7028Y
1181221112 | R7028YHC
8881540122 | R7029N
8881541208 | R7032N
412SE | R7036
4502500 | R7036BK
8881112015 | R7036GRMW
R7642B | R7036GW
8881412012 | R7036P
5551771405 | R7036PY
8881412199 | R7036W
5551761207 | R7036Y
5551500035 | R7038N
5551771412 | R7038RHC
Unk NS | R7040
31325049 | R7042GW
31325410 | R7042MW
8303SA | R7042N
8303BY | R7042RHC
8909 | R7042YHC
V8900 | R7043N
8900MW | R7044N
8900SA | R7045MW
8906 | R7045N
65 | R7045U
31143699 | R7046GW
31157111 | R7046MW
85021 | R7046MWA
85031 | R7046N
31143665 | R7046OP
31143798 | R7046RHC
31157160 | R7046YHC
8934 | R7067
8934CRS | R7067U
8612RC | R7068
8612U | R7075BR
8934PG2 | R7075BY
8936PG2 | R7089BL
8936SA | R7089N
8933 | R7089W
8860 | R7089W-1
8860AC | R7102
8860NB | R7103
8935 | R7407N
8935Y | R7407RHC
8931 | R7407YHC
8611RC | R7408
8611U | R7409
8931PG2 | R7412
8932PG2 | R7413
8932 | R7413BK
8938FP | R7413GW
8791 | R7413P
31378089 | R7413PY
8939 | R7413W
8939CRS | R7413Y
8871 | R7414
8871NB | R7415
V8618 | R7416
8618RC | R7416-1
8618U | R7417
8939PG2 | R7417BL
8998SPG2 | R7417P
8998S | R7421BL
8991 | R7445
8991Y | R7446
V8870 | R7449
8870 | R7449BL
8870NB | R7450
V8938 | R7451
8938 | R7459
8938Y | R7460
8989 | R7460BL
8989CRH | R7461
8617RC | R7461BL
8617U | R7462
8989PG2 | R7463
8998PG2 | R7464
8998 | R7472
8963 | R7478
8790 | R7479
8990SA | R7479BK
8990Y | R7479GRMW
1525SA | R7479GW
47 | R7479P
31142222 | R7479PW
31156916 | R7479PY
31300878 | R7479W
1522SA | R7479Y
31143731 | R7481
85321 | R7481BL
85321R | R7483
8535Y | R7500
8820 | R7500MW
8820- | R7501
8820NB | R7501MW
8964 | R7502
8967MW | R7502MW
89651 | R7505
89671 | R7507
8967Y | R7507Y
V8970 | R7508
8970 | R7508Y
8970Y | R7511*A
8979C | R7513
8979MW | R7515
8602RC | R7515BL
8602U | R7515P
8982 | R7524
8982CRH | R7536
8524C | R7564Y
31322723 | R7567
8522MW | R7568
85221 | R7569
85221R | R7569Y
8522Y | R7572
8525Y | R7572Y
8527R | R7597RHC
8605RC | R7597YHC
8605U | R7598RHC
40 | R7598YHC
31143897 | R7599N
31144010 | R7599RHC
31300919 | R7599YHC
31323176 | R7605
V8512 | R7606
85121 | R7607N
85131 | R7607RHC
851201 | R7607YHC
851301 | R7611
85120Y | R7616
8950SA | R7620YHC
31143533 | R7621N
31324240 | R7621RHC
42 | R7622
31156550 | R7623
31180378 | R7624
31323168 | R7630
8781 | R7633
8980S | R7634
8608RC | R7634BK
8608U | R7635
8985CRS | R7635BK
8985S | R7636RHC
8985SPG2 | R7637
8997SPG2 | R7641PP
8997S | R7642B
8851 | R8509
8851NB | R8526
8850 | R8930LA
8850NB | R8939
V8980 | R8939BL
8958 | R8939P
8980 | R8982
8980MW | R8985
8980Y | R8985BL
80-8705 | V8506
V8985 | V8512
8607RC | V8536
8607U | V8618
8985 | V8870
8985CRH | V8900
8985PG2 | V8938
8985PG2Y | V8970
8997PG2 | V8980
8997 | V8985
1523SA | WPV8506
31139747 | WPV8536
8549SA | WP0001PKG
8556H | WP0002PKG
8974 | WP0003PKG
8550B | WP2200
8539SA | WP2201
1510SA | WP2202
1511 | WP3204
8940FP | WP3206
8941FP | WP4810
45 | WP4836
44 | WP4836BK
31314886 | WP7024K
31317483 | WP7026
31323333 | WP7026P
31323358 | WP7029N
31353603 | WP7102
31353611 | WP7408
8984 | WP7409
8991FP | WP7417
8993H | WP7417BL
1500SA | WP7417BLNB
8301BY | WP7417P
8515 | WP7418
8529 | WP7445
8930SA | WP7449
8901SA | WP7450
8910 | WP7450BL
8920SA | WP7450BLNB
8506SA | WP7462
8506Y | WP7462NB
8506YM | WP7464
8507SA | WP7477
8507MW | WP7477NB
8533SA | WP7478
8533Y | WP7483
8534SA | WP7502
8536SA | WP7502MW
8537MW | WP7505
8537SA | WP7596
8537Y | WP7605
8540SA | WP7615
8541SA | WP7623
8846SA | WP7633
8836SA | WP8506
8836NB | WP8506MW
V8506 | WP8510
V8536 | WP8512U
85131- | WP851201N
UNK SCS | WP8520MW
8970- | WP8520N
5551500055 | WP8520N02
8980- | WP8520U
8870- | WP8526
8881112518 | WP8536
UNK SHARP CONT | WP8540
65PSS | WP8825
Unknown NS | WP8836P
3154021 | WP8836PNB
3131010P | WP8850
3156001 | WP8860
4502570 | WP8920
4502575 | WP8935
4006202 | WP8950SA
4101801 | WP8964
4001204 | WP8965MW
4006201 | WP8965N
R7472 | WP8965U
R7545 | WP8979
R7626 | WP8980-C
R8516-1HB | WP8982
R8534 | WP8985
R8550LGB | WP8986
R9806 | WP8998
WP7409 | WP8998P
R7526 | WP8999
R7639 | X9900
R7026 | ZBZ1026
R7507 | ZBZ1028
R7507Y | 47
R98148 | 65
WP7026 | 1181200555
WP7026P | 1181200777
WP7417 | 1510SA
WP7418 | 1511
WP8860 | 1522SA
WP8998P | 1523SA
WP8999 | 1525SA
PT00016495 | 3000311
PT00016490 | 3100601
R7515 | 31139747
R7630 | 31142222
WP7417BL | 31143665
WP7417BLNB | 31143699
WP7417P | 31143798
WP7483 | 31143897
WP8935 | 31144010
WP8998 | 31156550
R7479P | 31156916
PT00013702 | 31157111
R7089W-1 | 31157160
WP3204 | 31180378
WP3206 | 31300878
WP7024K | 31300919
WP7102 | 3131010P
WP7464 | 31314886
WP7615 | 31317483
WP8520N02 | 31322723
WP8825 | 31323168
WP8964 | 31323176
WP8965MW | 31323333
WP8965N | 31323358
WP8965U | 31325410
WP8979 | 31353603
WP8982 | 31353611
R7028W | 31378089
R7616 | 3150401
R7637 | 3150403
WP8520MW | 3150419
WP8520N | 3150420
WP8520U | 3150429
WP8526 | 3150438
WP4836BK | 3150450
WP7605 | 3154020
WP8510 | 3154021
WP851201N | 3154021CM28
WP8512U | 3156001
WP8950SA | 3156002
R7563 | 3157603
WP4810 | 3157616
R7481 | 3200804
WP7445 | 3200805
WP7449 | 3201403
WP7450 | 3201413
WP7450BL | 3201428
WP7450BLNB | 3201429
WP8850 | 3201430
WP8980-C | 410S
WP8985 | 412SE
WP8986 | 4500906
PT00013692 | 4500911
R7013 | 4501820
WP7478 | 4502476
WP4836 | 4502500
R7070 | 4502560
R7504 | 5551500035
R8535 | 5551731218
R8550 | 5551761207
R8930LA | 5551771203
WP7029N | 5551771207
WP8920 | 5551771405
WP8506 | 5551777047MT
WP8506MW | 5551777369MT
WP8536 | 5551777419
WP8540 | 6492739
WP8836P | 6492743
WP8836PNB | 80-8705
WPV8506 | 8303BY
WPV8536 | 8303SA
WP7623 | 85021
ENGINEERING | 85031
R7068 | 8506SA
R7068MW | 8506Y
PT00016498 | 8506YM
PT00069525 | 8507MW
R7075BY | 8507SA
RM165 | 85120Y
4500906 | 851201
R98027 | 85121
R7046GW | 851301
PT00075579 | 85131
R7412 | 8515
5010SA | 8522Y
PT00012137 | 85221
5241006 | 85221R
CL63R9870B | 8525Y
PT00006652 | 8527R
RM061 | 8529
5170588 | 85321
RM074 | 85321R
7777129656 | 8533SA
PT00009994 | 8533Y
PT00013694 | 8534SA
R7479 | 8535Y
8536SA
8537MW
8537SA
8537Y
8539SA
8540SA
8541SA
8549SA
8550B
8556H
8602RC
8602U
8605RC
8605U
8607RC
8607U
8608RC
8608U
8611RC
8611U
8612RC
8612U
8617RC
8617U
8618RC
8618U
8781
8790
8791
8820
8820NB
8836NB
8836SA
8846SA
8850
8850NB
8851
8851NB
8860
8860NB
8870
8870NB
8871
8871NB
8881110160
8881112015
8881112059
8881112083
8881112599
8881112985
8881412012
8881412199
8881512852
8881512878
8881540122
8881907003
8881907102
8881907199
8881907465
8900MW
8900SA
8901SA
8906
8910
8920SA
8930SA
8931
8931PG2
8932
8932PG2
8933
8934
8934CRS
8934PG2
8935
8935Y
8936PG2
8936SA
8938
8938Y
8939
8939CRS
8939PG2
8950SA
8958
8964
89651
8967MW
8967Y
89671
8970
8970Y
8974
8979C
8979MW
8980
8980S
8980Y
8982
8982CRH
8985
8985CRH
8985CRS
8985PG2
8985PG2Y
8985S
8985SPG2
8989
8989CRH
8989PG2
8990SA
8990Y
8991
8991Y
8997
8997PG2
8997S
8997SPG2
8998
8998PG2
8998S
8998SPG2
| 4502565 | 1 | Syringe
| 8881893578 | 1 | Syringe
| 8881502267 | 2 | Syringe
| 8881512597 | 2 | Syringe
| 8881512662 | 2 | Syringe
| 8881512738 | 2 | Syringe
| 8881512746 | 2 | Syringe
| 8881512811 | 2 | Syringe
| 8881541125 | 2 | Syringe
| 8881512860 | 3 | Syringe
| 8881112075 | 3 | Syringe
| 410S- | 7 | Syringe
| 5551777401 | 7 | Syringe
| 1181218100 | 8 | Syringe
| 1181220112 | 8 | Syringe
| 1181221100 | 8 | Syringe
| 1181221112 | 8 | Syringe
| 8881541208 | 8 | Syringe
| 5551771412 | 412 | Syringe
| Unk NS | UNK SFF | Syringe
| 31325049 | G1 | Container
| 8909 | G1 | Container
| 8860AC | G12 | Container
| 8938FP | G18 | Container
| 8963 | G2 | Container
| 31143731 | G2 | Container
| 8820- | G2 | Container
| 8524C | G3 | Container
| 8522MW | G3 | Container
| 40 | G5 | Container
| 31143533 | G7 | Container
| 31324240 | G7 | Container
| 42 | G7 | Container
| 8980MW | G8 | Container
| 8940FP | CT | Container
| 8941FP | CT | Container
| 45 | GG | Container
| 44 | GG | Container
| 8984 | MS | Container
| 8991FP | MS | Container
| 8993H | MS | Container
| 1500SA | MS | Container
| 8301BY | MS | Container
| 85131- | G5 | Container
| UNK SCS | UNK SCS | Container
| 8970- | G2 | Container
| 5551500055 | Tips | Syringe
| 8980- | G8 | Container
| 8870- | G18 | Container
| 8881112518 | 1 | Syringe
| UNK SHARP CONT | UNK CFF | Container
| 65PSS | G1 | Container
| Unknown NS | UNK SFF | Syringe
| 4502570 | Sub | Syringe
| 4502575 | Sub | Syringe
| 4006202 | Tips | Syringe
| 4101801 | Tips | Syringe
| 4001204 | Tips | Syringe
| 4006201 | Tips | Syringe
| R7545 | AS | Container
| R7626 | AS | Container
| R8516-1HB | AS | Container
| R8534 | AS | Container
| R8550LGB | AS | Container
| R9806 | AS | Container
| R7526 | CT | Container
| R7639 | CT | Container
| R98148 | G1 | Container
| PT00013702 | G18 | Container
| R7563 | G7 | Container
| R7070 | MS | Container
| R7504 | MS | Container
| R8535 | MS | Container
| R8550 | MS | Container
| ENGINEERING | NA | Both
| R7068MW | 5G | Container
| PT00069525 | GG | Container
| RM165 | Recy | Container
| R98027 | G12 | Container
| PT00075579 | GG | Container
| 5010SA | AS | Container
| PT00012137 | IQA | Incoming
| 5241006 | IQA | Incoming
| CL63R9870B | IQA | Incoming
| PT00006652 | IQA | Incoming
| RM061 | IQA | Incoming
| 5170588 | IQA | Incoming
| RM074 | IQA | Incoming
| 7777129656 | IQA | Incoming
| PT00009994 | IQA | Incoming
| PT00013694 | IQA | Incoming

## Conversion
Item Number | Item Description | Itm Typ | UOM | Conversion Qty to EA
CL63R7462LTAD | BLACK INK CLICHE' FOR 8836NB | I | EA | 1
PT00009482 | BBL 12ML PLK 535 | 0 | EA | 1
PT00009962 | CAP 12 ML TW CLEAR | 0 | EA | 1
PT00012247 | BIOMAX FOAM IN PLACE LID | W | EA | 1
PT00012250 | 12/18 GAL FOAM IN PLACE LID | W | EA | 1
PT00012251 | 12/18 GA SLIDETOP CHEMOLID FIP | W | EA | 1
PT00012284 | 8 GAL CHEMO FOAM IN PLACE LID | W | EA | 1
PT00012285 | 8 GA SLIDE TOP CHEMO LID FIP | W | EA | 1
PT00013692 | WHT HINGED,FIP LID,SINGLE PASS | W | EA | 1
PT00013696 | 8 GAL.PHARMASAFETY FIP GKT LID | W | EA | 1
PT00013699 | 12/18 GAL.PHARMASAFETY FIP LID | W | EA | 1
PT00013707 | 8 GAL.HINGED FOAM IN PLACE LID | W | EA | 1
PT00016486 | 12/18 GALLON SLIDE TOP LID | W | EA | 1
PT00016490 | 12/18 GAL. HINGED CHEMO LID | W | EA | 1
PT00016495 | HINGED CHEMO LID, 12 & 18 GAL | W | EA | 1
PT00016498 | WHITE 8 GAL HINGED LID (X9820) | W | EA | 1
PT00016811 | LID CHEMOBASE 12/18 GAL(X1363) | W | EA | 1
PT00019730 | TORTUOUS DOOR | 0 | EA | 1
PT00034764 | PLUNGER, 12 ML, 3 LOBE HYBRID | 0 | EA | 1
PT00035052 | SYRINGE ASSEMBLY, 12ML WIDE FINGER FLANGE BULLK PA | W | EA | 1
R7012 | LCKNG LID 8950SA ROTOR VERSION | 0 | EA | 1
R7013 | ROTOR LOCK CLOSE | W | EA | 1
R7019 | LCKNG LID 8920SA ROTOR VERSION | 0 | EA | 1
R7024G | CLEAR 2 GALLON LID | 0 | EA | 1
R7024K | CLEAR AUTO DROP 2 GALLON LID | 0 | EA | 1
R7025MW | 2 GAL DECK 3.5% MEDICAL WASTE | 0 | EA | 1
R7025N | CLEAR 2 GALLON LID | 0 | EA | 1
R7026 | CLEAR 1 QUART LID | 0 | EA | 1
R7027 | 1 QUART RED CONTAINER | 0 | EA | 1
R7027GW | 1 QUART CONTAINER - GREENWOOD | 0 | EA | 1
R7027MW | 1 QUART CONT 3% MEDICAL WASTE | W | EA | 1
R7027Y | 1 QT. CONTAINER, YELLOW | 0 | EA | 1
R7028 | RED 2 GALLON CONTAINER | 0 | EA | 1
R7028BK | 2 GALLON BLACK CONTAINER | 0 | EA | 1
R7028GRMW | 2GAL.CONT.,3% MED.WST, GREEN | 0 | EA | 1
R7028GW | 2 GALLON CONTAINER - GREENWOOD | 0 | EA | 1
R7028MW | 2GAL. CONT.,3% MEDICAL WASTE | W | EA | 1
R7028NMW | 2GAL. CONT. 3% MEDICAL WASTE | W | EA | 1
R7028RHC | RED 2 GAL CONTAINER TRANS RED | 0 | EA | 1
R7028W | WHITE 2 GALLON CONTAINER | 0 | EA | 1
R7028Y | YELLOW 2 GALLON CONTAINER | 0 | EA | 1
R7028YHC | TRANSYELLOW 2 GALLON CONTAINER | 0 | EA | 1
R7029N | HOLDER FOR 1 QUART CONTAINER | 0 | EA | 1
R7032N | CLEAR 8 GALLON LID | 0 | EA | 1
R7036 | RED CONTAINER 8 GALLON | 0 | EA | 1
R7036BK | 8 GALLON CONTAINER BLACK | 0 | EA | 1
R7036GRMW | 8GAL.CONT, 3% MED WASTE GRN | 0 | EA | 1
R7036GW | 8 GALLON CONTAINER - GREENWOOD | 0 | EA | 1
R7036P | RED CONTAINER 8 GALLON | 0 | EA | 1
R7036PY | YELLOW CONTAINER 8 GALLON | 0 | EA | 1
R7036W | WHITE 8 GALLON CONTAINER | 0 | EA | 1
R7036Y | YELLOW CONTAINER 8 GALLON | 0 | EA | 1
R7038N | NATURAL 1/2 GALLON CONTAINER | 0 | EA | 1
R7038RHC | TRANS RED 1/2 GALLON CONTAINER | 0 | EA | 1
R7040 | NATURAL 2 CAVITY INROOM LID | 0 | EA | 1
R7042GW | SHARPS CONT, 5 QUART, RED, GW | 0 | EA | 1
R7042MW | 5 QT CONTAINER 3% MEDI WASTE | W | EA | 1
R7042N | CLEAR 5 QT CONTAINER (X9817) | 0 | EA | 1
R7042RHC | TRANS RED 5 QUART CONTAINER | 0 | EA | 1
R7042YHC | TRANS YELLOW 5 QUART CONTAINER | 0 | EA | 1
R7043N | NATURAL HINGED LID WITH ROTOR | 0 | EA | 1
R7044N | CLEAR 3 GALLON DECK | 0 | EA | 1
R7045MW | 2&3 GAL COWEL&DOOR 3.5 MED WST | 0 | EA | 1
R7045N | CLEAR 3 GALLON NOTCH COWL/DOOR | 0 | EA | 1
R7045U | COWL & DOOR WITH UNWINDER | 0 | EA | 1
R7046GW | 3 GAL MED WASTE (GW MATERIAL) | 0 | EA | 1
R7046MW | 3 GAL CONT MEDICAL WASTE | W | EA | 1
R7046MWA | 3 GAL CONT 4.5% MEDICAL WASTE | W | EA | 1
R7046N | CLEAR 3 GALLON CONTAINER | 0 | EA | 1
R7046OP | 3 GALLON OPAQUE | 0 | EA | 1
R7046RHC | SHARPS CONTAINER, SSII, 3 GAL | 0 | EA | 1
R7046YHC | TRANSYELLOW 3 GALLON CONTAINER | 0 | EA | 1
R7067 | 5 QUART LID ALWAYS OPEN | W | EA | 1
R7067U | 5 QT ALWAYS OPEN LID W/UNWINDE | W | EA | 1
R7068 | 5QT DOOR & SCOOP ALWAYS OPEN | W | EA | 1
R7075BR | RED SNAP CAP | W | EA | 1
R7075BY | YELLOW SNAP CAP | W | EA | 1
R7089BL | 2GAL BLUE HINGED LID, SNAP CAP | 0 | EA | 1
R7089N | CLEAR 2 GALLON LID SNAP CAP | 0 | EA | 1
R7089W | WHITE 2 GAL HINGED LID SNAPCAP | 0 | EA | 1
R7089W-1 | 2 GAL. HINGED LID, WHT, NO CAP | W | EA | 1
R7102 | 1 & 2 GAL SLIDE TOP GP LID | 0 | EA | 1
R7103 | 1 GA GENERAL PURPOSE CONT RED | 0 | EA | 1
R7407N | CLEAR 2 GALLON CONTAINER | 0 | EA | 1
R7407RHC | TRANS RED 2 GALLON CONTAINER | 0 | EA | 1
R7407YHC | 2 GALLON TRANS YELLOW CONTAINE | 0 | EA | 1
R7408 | DISPOSABLE THREAD | W | EA | 1
R7409 | HOLDER BODY | W | EA | 1
R7412 | SNAP CAP/PLUG FOR 5010SA | W | EA | 1
R7413 | 12GAL. CONTAINER, RED | 0 | EA | 1
R7413BK | 12 GALLON CONTAINER BLACK | 0 | EA | 1
R7413GW | 12GAL. CONTAINER, GREENWOOD | 0 | EA | 1
R7413P | 12GAL. CONTAINER, RED | 0 | EA | 1
R7413PY | 12GAL. CONTAINER, YELLOW | 0 | EA | 1
R7413W | WHITE 12 GALLON CONTAINER | 0 | EA | 1
R7413Y | 12GAL. CONTAINER, YELLOW | 0 | EA | 1
R7414 | 12/18 GALLON LID SLIDING TOP | 0 | EA | 1
R7415 | 12/18 GALLON LID SLIDING DOOR | 0 | EA | 1
R7416 | 12/18 GALLON LID SLIDNG RAILS | 0 | EA | 1
R7416-1 | 8 GAL. LID, SLIDING RAILS | 0 | EA | 1
R7417 | LID CHEMOBASE 12/18 GAL(X1363) | 0 | EA | 1
R7417BL | 12/18GAL CHEMO SLDTOP LID BLUE | 0 | EA | 1
R7417P | 12/18 GALLON SLIDE TOP LID | 0 | EA | 1
R7421BL | BLUE THREAD DISP FOR AUTODROP | W | EA | 1
R7445 | 8 GALLON SLIDING LID | 0 | EA | 1
R7446 | CLEAR 8 GALLON SLIDING DOOR | 0 | EA | 1
R7449 | 8GAL CHEMO LID-SLIDETOP(X9895) | 0 | EA | 1
R7449BL | 8GAL CHEMO SLIDE TOP CAP BLUE | 0 | EA | 1
R7450 | 8/12/18 GAL. CHEMO HOOD | 0 | EA | 1
R7451 | 8/12/18 GAL. CHEMO CAP | 0 | EA | 1
R7459 | 1/2 QT. CONTAINER, RED | 0 | EA | 1
R7460 | SHARPSTAR II COWL | 0 | EA | 1
R7460BL | SHARPSTAR II COWL BLUE | 0 | EA | 1
R7461 | SHARPSTAR II LID | 0 | EA | 1
R7461BL | SHARPSTAR II LID BLUE | 0 | EA | 1
R7462 | SHARPSTAR II DOOR | 0 | EA | 1
R7463 | 2.2 QUART PHLEBOTOMY CONTAINER | 0 | EA | 1
R7464 | 2.2 QT LID FOR PHLEBOTOMY CONT | 0 | EA | 1
R7472 | HOLDER FOR 2.2 QT. CONTAINER | W | EA | 1
R7478 | PUNCT RESISTNT CHEMO CAP DISC | 0 | EA | 1
R7479 | 18 GAL. CONTAINER, RED | 0 | EA | 1
R7479BK | INJECTION MOLDED CONT 18 GAL | 0 | EA | 1
R7479GRMW | 18GAL CONT 3% MED WASTE GREEN | 0 | EA | 1
R7479GW | 18 GAL. CONTAINER, GREENWOOD | 0 | EA | 1
R7479P | 18 GAL. CONTAINER, RED | 0 | EA | 1
R7479PW | WHITE 18 GALLON CONTAINER PG2 | 0 | EA | 1
R7479PY | 18 GAL. CONTAINER, YELLOW | 0 | EA | 1
R7479W | WHITE 18 GALLON CONTAINER | 0 | EA | 1
R7479Y | 18 GAL. CONTAINER, YELLOW | 0 | EA | 1
R7481 | WHITE 8 GAL HINGED LID (X9820) | 0 | EA | 1
R7481BL | BLUE 8 GALLON HINGED LID | 0 | EA | 1
R7483 | HINGED ROTOR LID 12/18 GALLON | 0 | EA | 1
R7500 | SHARPSTAR III LID | 0 | EA | 1
R7500MW | SHARPSTAR III LID MED WASTE | 0 | EA | 1
R7501 | SHARPSTAR III HOOD | 0 | EA | 1
R7501MW | SHARPSTAR III HOOD MED WASTE | 0 | EA | 1
R7502 | SHARPSTAR III DOOR | 0 | EA | 1
R7502MW | SHARPSTAR III DOOR MED WASTE | 0 | EA | 1
R7505 | 2/3 GALLON LID | 0 | EA | 1
R7507 | 1 QUART LID FOR 8303SA | 0 | EA | 1
R7507Y | 1 QT LID FOR 8303BY | 0 | EA | 1
R7508 | 1 QT. CONTAINER FOR 8303SA | 0 | EA | 1
R7508Y | 1 QT CONTAINER FOR 8303BY | 0 | EA | 1
R7511*A | LID FOR 30GAL.-8930 (X98043) | W | EA | 1
R7513 | *1.5 QT RED SHARPS CONTAINER | W | EA | 1
R7515 | 12/18 GAL. HINGED CHEMO LID | 0 | EA | 1
R7515BL | HINGED LID 12/18 GALLON BLUE | 0 | EA | 1
R7515P | HINGED CHEMO LID, 12 & 18 GAL | 0 | EA | 1
R7524 | 3 GALLON 5" ROTOR | W | EA | 1
R7536 | 30 GAL. CONTAINER, RED | 0 | EA | 1
R7564Y | 7-1/2 GAL CONTAINER YELLOW | 0 | EA | 1
R7567 | 7 & 10GAL HNGD LID FOR TOR DR | 0 | EA | 1
R7568 | TORTUOUS DOOR | W | EA | 1
R7569 | 10 GAL CONTAINER RED | 0 | EA | 1
R7569Y | 10 GALLON CONTAINER YELLOW | 0 | EA | 1
R7572 | BUCKET, 7 GALLON S-A-G, 4807, | 0 | EA | 1
R7572Y | 7 GALLON CONTAINER YELLOW | 0 | EA | 1
R7597RHC | 3 GALLON CONT TRANS RED | 0 | EA | 1
R7597YHC | 3 GALLON CONT TRANS YELLOW | 0 | EA | 1
R7598RHC | 2 GALLON CONT TRANS RED | 0 | EA | 1
R7598YHC | 2 GALLON CONT TRANS YELLOW | 0 | EA | 1
R7599N | 5 QT CONTAINER CLEAR | 0 | EA | 1
R7599RHC | 5 QT CONTAINER TRANS RED | 0 | EA | 1
R7599YHC | 5 QT CONTAINER TRANS YELLOW | 0 | EA | 1
R7605 | TORTUOUS HOUSING | 0 | EA | 1
R7606 | DOOR TORTUOUS FLAP | 0 | EA | 1
R7607N | 5 QT CONT CLEAR | 0 | EA | 1
R7607RHC | 5 QT CONTAINER TRANS RED | 0 | EA | 1
R7607YHC | 5 QT CONTAINER TRANS YELLOW | 0 | EA | 1
R7611 | 19 GAL BIPCO LID | W | EA | 1
R7616 | 1 & 2 GAL SLIDING DOOR | W | EA | 1
R7620YHC | SSIV CONT TRANS YELLOW 3 GAL | 0 | EA | 1
R7621N | 4 GAL CLEAR CONTAINER | 0 | EA | 1
R7621RHC | 4 GAL TRANS RED CONTAINER | 0 | EA | 1
R7622 | SS4 LID TOOL #1415 | W | EA | 1
R7623 | SS4 DOOR - TOOL #1416 | 0 | EA | 1
R7624 | SHARPSTAR IV, HOOD | W | EA | 1
R7630 | 19 GALLON BIOHAZARD WASTE | 0 | EA | 1
R7633 | DOOR FOR GATORGUARD LID | 0 | EA | 1
R7634 | LID FOR GATORGUARD | 0 | EA | 1
R7634BK | LID, BLACK FOR GG LID | 0 | EA | 1
R7635 | HOOD FOR GATORGUARD LID | 0 | EA | 1
R7635BK | HOOD,BLACK,FOR GATORGUARD LID | 0 | EA | 1
R7636RHC | 3.5 GAL T-PATH CONT, TRANS RED | 0 | EA | 1
R7637 | 3-1/2 GAL TORTUOUS PATH LID | W | EA | 1
R7641PP | 12ML Purple MGLN PLGR | 0 | EA | 1
R7642B | Barrel, 12 mL | W | EA | 1
R8509 | 8920 CONTAINER - SQUARE RED | 0 | EA | 1
R8526 | 8950 CONTAINER LARGE N/S | 0 | EA | 1
R8930LA | BIOMAX FOAM IN PLACE LID | W | EA | 1
R8939 | 12/18 GAL FOAM IN PLACE LID | 0 | EA | 1
R8939BL | 12/18 GA SLIDETOP CHEMOLID FIP | 0 | EA | 1
R8939P | 12/18 GAL FIP LID PG2 | 0 | EA | 1
R8982 | WHITE 2 GAL HNG LID W/ GASKET | W | EA | 1
R8985 | 8 GAL CHEMO FOAM IN PLACE LID | 0 | EA | 1
R8985BL | 8 GA SLIDE TOP CHEMO LID FIP | 0 | EA | 1
V8506 | 5QT.CONTAINER SSIII, NOVA PLUS | F | CA | 20
V8512 | VHA PLUS SHRP CNT 5QT CLEAR IN | F | CA | 20
V8536 | VHA PLUS SSII 3GAL CLR INRM | F | CA | 10
V8618 | 18 GAL CONT W/SLIDE TOP NOVA P | F | CA | 5
V8870 | 18 GAL PHARMASAFETY, NOVA PLUS | F | CA | 5
V8900 | VHA PLUS SHRP 1QT RED PHLEBOTM | F | CA | 100
V8938 | 18 GA SLIDING TOP, NOVA PLUS | F | CA | 5
V8970 | VHA PLUS SHRPS 2GAL RED ANCIL | F | CA | 20
V8980 | VHA PLUS SHRPS 8GAL RED LG VOL | F | CA | 10
V8985 | VHA PLUS SHRPS 8GAL YEL CHEMO | F | CA | 10
WPV8506 | SSIII ASSM-LID,SCOOP,DOOR-5QT. | 0 | CA | 20
WPV8536 | SSII, LID, DOOR, COWL (VHA) | 0 | CA | 10
WP0001PKG | Label Kit, 20 Count | W | EA | 1
WP0002PKG | Label Kit, 5 Count | W | EA | 1
WP0003PKG | Label Kit, 14 Count | W | EA | 1
WP2200 | WHITE 2 GA LID W/RED SNAPCAP | 0 | EA | 1
WP2201 | WHITE 2 GA LID W/YELL SNAPCAP | 0 | EA | 1
WP2202 | BLUE 2 GA LID W/YELLOW SNAPCAP | 0 | EA | 1
WP3204 | LID & SNAP CAP ASSEMBLY BIOHAZ | W | EA | 1
WP3206 | LID & SNAP CAP ASSEM/NO GASKET | W | EA | 1
WP4810 | ASSEMBLY OF 7 & 10 GAL TOR LID | W | EA | 1
WP4836 | GATOR GUARD LID ASSBLY | W | EA | 1
WP4836BK | 5QT RCRA, BLACK LID ASSEMBLY | W | EA | 1
WP7024K | CLR 2 GAL AUTO DROP ROTOR LID | W | EA | 1
WP7026 | 1QT 8900 LID PACKED INTO I/C | W | CA | 100
WP7026P | 1QT 8900 LID FOR 065 PSS I/C | W | CA | 80
WP7029N | ASSEM.OF 8910 HOLDER&FOAM TAPE | W | EA | 1
WP7102 | ASSY OF 1&2GA SLIDE TOP LID GP | W | EA | 1
WP7408 | DISP THREAD ASSM | W | EA | 1
WP7409 | HOLDER BODY ASSEMBLED-BULKED | W | EA | 1
WP7417 | 12/18 GA HOTAIR STK CHEMO LID | W | EA | 1
WP7417BL | LID 12/18 GALLON | W | EA | 1
WP7417BLNB | NON-BIO PHARMA LID 12/18 GAL. | W | EA | 1
WP7417P | 12/18 GAL SLD TOP LID | W | EA | 1
WP7418 | 12/18 GAl SLD TOP GSKT LID | W | EA | 1
WP7445 | 8 GA HEAT STK LID RAILS DOORS | W | EA | 1
WP7449 | 8 GA CHEMO LID-HOT AIR STAKED | W | EA | 1
WP7450 | 8 GAL SLIDE TOP GASKETED LID | W | EA | 1
WP7450BL | 8 GA SLIDETOP GASKETD LID | W | EA | 1
WP7450BLNB | NON-BIO 8 GAL SLDTOP GSKT LID | W | EA | 1
WP7462 | SHARPSTAR II PRINTED DOOR | 0 | EA | 1
WP7462NB | NON-BIO SHPSTR PRINTED DOOR | 0 | EA | 1
WP7464 | BULK PACK 2.2 QT LIDS | 0 | EA | 1
WP7477 | 8/12/18 GAL. CHEMO HOOD | W | EA | 1
WP7477NB | NON-BIO 8/12/18 GAL CHEMO HOOD | W | EA | 1
WP7478 | CHEMO CAP DISC ASSM | W | EA | 1
WP7483 | 12/18 GA BIO LID ASSM | W | EA | 1
WP7502 | 5QT. DOOR - ASSEMBLY | 0 | EA | 1
WP7502MW | 5 QT DOOR ASSMBLY MED WASTE | 0 | EA | 1
WP7505 | PAD PRINTED LID | W | EA | 1
WP7596 | PRINTED TUMBLER FOR GATORGUARD | 0 | EA | 1
WP7605 | ASSMBLY 5QT CLR TORTUOUS LID | W | EA | 1
WP7615 | ASSMLY OF 1&2GAL SLIDE TOP LID | W | EA | 1
WP7623 | SS4 HOT STAMPED DOOR | W | EA | 1
WP7633 | PRINTED DOOR FOR 5QT RCRA LID | 0 | EA | 1
WP8506 | SSIII ASSM-LID,SCOOP,DOOR-5QT. | 0 | CA | 20
WP8506MW | 5 QT SSIII LID ASSMY MED WASTE | 0 | CA | 20
WP8510 | LID/DOOR ASSEMBLED | W | EA | 1
WP8512U | LID,DOOR,SCOOP ASSM 5QT UNWIND | W | EA | 1
WP851201N | LID/DOOR SCOOP ASSY 5QT | W | EA | 1
WP8520MW | COWL&LID ASMBLY 3.5% MED WASTE | W | EA | 1
WP8520N | COWL/DOOR & LID ASSEM CLEAR | W | EA | 1
WP8520N02 | COWL/DOOR & LID ASSEM CLEAR | W | EA | 1
WP8520U | COWL & LID ASSM UNWINDER | W | EA | 1
WP8526 | 8526 CLEAR LID/ROTOR 3 GAL | W | EA | 1
WP8536 | SSII LID, DOOR, COWL | 0 | CA | 10
WP8540 | SS4 HOOD LID & DOOR ASSEMBLY | W | CA | 10
WP8825 | 2GAL PHARMASAFETY FIP SNAP CAP | W | EA | 1
WP8836P | Pharmasafety SSII ASSEMBLY | 0 | CA | 10
WP8836PNB | NON-BIO PHARMA SSII ASSEMBLY | 0 | CA | 10
WP8850 | 8 GAL.PHARMASAFETY FIP GKT LID | W | EA | 1
WP8860 | 12/18 GAL.PHARMASAFETY FIP LID | W | EA | 1
WP8920 | 8920 LID & LOCKING ROTOR ATT. | W | CA | 60
WP8935 | 12 GA HEAT STK LID DOOR &RAILS | W | EA | 1
WP8950SA | LID & LKG ROTOR ATTCH. 8950SA | 0 | EA | 1
WP8964 | LID AND ROTOR ASSEMBLY | W | EA | 1
WP8965MW | COWL & LID ASSY MED.WASTE | W | EA | 1
WP8965N | COWL & LID ASSEMBLY CLEAR | W | EA | 1
WP8965U | COWL & LID ASSM UNWINDER | W | EA | 1
WP8979 | SEE THRU LID & LOCK ROTOR ATT. | W | EA | 1
WP8980-C | 8980C LID & LOCK ROTOR - CLR | W | EA | 1
WP8982 | SNAP CAP W/ POURED GASKET LID | W | EA | 1
WP8985 | WHT HINGED,FIP LID,SINGLE PASS | W | EA | 1
WP8986 | 8 GAL.HINGED FOAM IN PLACE LID | W | EA | 1
WP8998 | 18GAL.HINGED/FIP/CHEMO LID | W | EA | 1
WP8998P | 12/18 GALLON HINGED FIP LID | W | EA | 1
WP8999 | 12/18 GAL.HINGED FIP LID | W | EA | 1
X9900 | PLGR 12ML W/EXTENDED FLANGE | 0 | EA | 1
ZBZ1026 | BENT SLIDE RAIL ASSEMBLY | 0 | EA | 1
ZBZ1028 | MAIN LINKAGE ASSEMBLY | 0 | EA | 1
47 | 2 GAL RED SLIDE TOP MCKESSON | F | CA | 20
65 | 1QT RED PHLEB CONT MCKESSON | F | CA | 80
1181200555 | SYR 12ML SR SOFTPACK | F | CA | 480
1181200777 | SYR 12CC LK SOFTPACK | F | CA | 480
1510SA | AUTO DROP | F | CA | 50
1511 | AUTO DROP HOLDERS | F | CA | 10
1522SA | 2.2QT PHLEBOTOMY CONTAINER | F | CA | 60
1523SA | HOLDER FOR 2.2QT CONTAINER | F | CA | 5
1525SA | 2GAL CONTAINER - AUTO DROP | F | CA | 20
3000311 | CAP 12CC TW CLEAR | 0 | EA | 1
3100601 | SLV 12 ML CLD | 0 | EA | 1
31139747 | KEY FOR HIDDEN BRACKET | F | CA | 10
31142222 | 2 GAL CONT RED SLIDE TOP | F | CA | 20
31143665 | 10 GAL CONT RED HNG TOR LID | F | CA | 6
31143699 | 1GAL CONT RED SLIDE TOP | F | CA | 32
31143798 | 10 GAL CONT YELLOW HNG TOR LID | F | CA | 6
31143897 | 5QT CONT CLEAR TOR LID | F | CA | 30
31144010 | 5 QT CONT TRANS RED TOR LID | F | CA | 30
31156550 | 7 GAL CONT RED HINGED TOR LID | F | CA | 10
31156916 | 2 GAL FISHER RED SLIDE TOP | F | CA | 20
31157111 | 1 GAL FISHER RED SLIDE TOP | F | CA | 32
31157160 | 10GAL CONT RED HNG T LID FSHER | F | CA | 6
31180378 | 7 GAL CONT YELLOW HNG TOR LID | F | CA | 10
31300878 | 2 GAL TRANS YELLOW SLIDE TOP | F | CA | 20
31300919 | 5 QT CONT TRANS YELLOW TOR LID | F | CA | 30
3131010P | BARL 412C STR 7824MR UPT | 0 | EA | 1
31314886 | 3 GAL GATORGUARD TRANS RED | F | CA | 12
31317483 | 3 GAL GATORGRD CONT T YELLOW | F | CA | 12
31322723 | 3.5 GAL FSHR T RED ADPTR LID | F | CA | 10
31323168 | 7 GAL FISHER RED HNG TORT LID | F | CA | 10
31323176 | 5 QT FISHER CONT T RED TOR LID | F | CA | 30
31323333 | 2 GAL GATORGUARD CONT TRAN RED | F | CA | 12
31323358 | 2 GAL GATORGUARD CONT T YELLOW | F | CA | 12
31325410 | 1QT RED PHLEB CONT FISHER | F | CA | 18
31353603 | 5 QT GATORGUARD CONT T RED | F | CA | 14
31353611 | 5 QT GATORGUARD CONT T YELLOW | F | CA | 14
31378089 | 19 GALLON BIOHAZARD WASTE | F | CA | 5
3150401 | BBL 12ML SR 535 (PP535) | W | EA | 1
3150403 | 12ML PRTD MGLN BARL - P5M6K-080 | 0 | EA | 1
3150419 | BBL 12ML SR 3622 RESIN WOS | 0 | EA | 1
3150420 | BBL 12ML PLK 535 | 0 | EA | 1
3150429 | BBL 12ML PLK WOS 535 | 0 | EA | 1
3150438 | BBL 12ML SR WOS P5M6K-080 | 0 | EA | 1
3150450 | BBL 12CC LK 535 WFF (PP535) | 0 | EA | 1
3154020 | BBL 12 ML LK P5M6K-080 | 0 | EA | 1
3154021 | BBL 12 ML SR P5M6K-080 | 0 | EA | 1
3154021CM28 | BBL 12ML SR WFF | 0 | EA | 1
3156001 | BARREL 412 | 0 | EA | 1
3156002 | BARREL 412 -PTD | 0 | EA | 1
3157603 | BBL 907S-O | 0 | EA | 1
3157616 | BBL 10ML AMBER ORAL-MILLIKEN | 0 | EA | 1
3200804 | 12ML MGLN PLGR - PP535 | 0 | EA | 1
3200805 | PLGR 10ML PURPLE 3-LOBE | 0 | EA | 1
3201403 | PLGR 12CC 4-LOBE CLEAR | 0 | EA | 1
3201413 | PLGR 12CC 3-LOBE CLEAR | 0 | EA | 1
3201428 | PLGR 12ML 3-LOBE NP/GRN | 0 | EA | 1
3201429 | PLGR 12CC 4-LOBE NP/GRN | 0 | EA | 1
3201430 | PLGR 12CC W/EXTENDED FLANGE | 0 | EA | 1
410S | 10ML KANGAROO PURPLE SYR NS | F | CA | 500
412SE | FINISHED GOODS, STERILE, 12 ML SYRINGE, ENTERAL, P | F | CA | 480
4500906 | SMARTIP CANNULA | I | EA | 1
4500911 | HDNDL I.V.ACCESS SAT.YELO BULK | I | EA | 1
4501820 | SYR 12ML ORAL PURPLE SUB | F | EA | 1
4502476 | SYR 12CC LUER LOCK, IRRAD | F | EA | 1
4502500 | SYR 12ML WFF MAGELLAN SUB | I | EA | 1
4502560 | NONRFLX 12CC PREFILL SUB 1000 | F | EA | 1
5551500035 | RUB TIP 12ML L/F SILC/EXP | F | EA | 1
5551731218 | PLGR 12CC CLEAR NS TECH 410L-4 | F | CA | 800
5551761207 | RUB TIP 12CC L/F BLK NO SILI | F | EA | 1
5551771203 | 12ML SYR BARREL - 3622 WOS | F | CA | 800
5551771207 | BARL 12CC S-R WOS 7824MR UPT | F | CA | 800
5551771405 | 412 STRA BARL UPT | F | CA | 1000
5551777047MT | BBL 10ML SR PTD LOR MEDIZIN NS | F | CA | 850
5551777369MT | BBL 10ML LK PTD LOR MEDIZIN NS | F | CA | 850
5551777419 | BBL 12CC LK 535 WOS TECH NS | F | CA | 1250
6492739 | 12ML LK SUB ASSEMBLY PACKAGED | F | CA | 800
6492743 | 12ML LUER LOCK SYRINGE, PNTD | F | EA | 1
80-8705 | 8 GAL MCKESSON SHARPS CONT | F | CA | 10
8303BY | 1 QT YELLOW SHRPS DISP CONT | F | CA | 20
8303SA | 1QT HMCARE SHRPS DISP CONT | F | CA | 20
85021 | 1/2 GA INROOM CONT W/LID CLR | F | CA | 20
85031 | 1/2 GA INRM W/LID TRANS RED | F | CA | 20
8506SA | 5QT.CONTAINER SSIII CLEAR | F | CA | 20
8506Y | 5 QT CNT W/TRNS YELLOW CONT | F | CA | 20
8506YM | 5 QT SHARPSTAR III MSSS | F | CA | 20
8507MW | 5 QT SSIII CONT MEDICAL WASTE | F | CA | 20
8507SA | 5QT CONTAINER SSIII T RED | F | CA | 20
85120Y | 5 QT W/LID OPEN &W/UNWND YEL | F | CA | 20
851201 | 5 QT INROOM W/LID OPEN CLEAR | F | CA | 20
85121 | 5 QT INRM W/LID CLEAR | F | CA | 20
851301 | 5 QT INRM W/LID OPEN TRANRED | F | CA | 20
85131 | 5 QT W/LID TRANS RED | F | CA | 20
8515 | TRAY HOLDER FOR 8500/8510 | F | CA | 5
8522Y | 3 GA INRM TRANS YEL W/UNWND | F | CA | 10
85221 | 3 GAL INRM CLEAR | F | CA | 10
85221R | 3 GA INRM TRNS RD CLR TOP | F | CA | 10
8525Y | 3 GA ROTOR/HINGE LID-YELLOW | F | CA | 10
8527R | 3GA ROTOR/HINGE LID-TRNS RED | F | CA | 10
8529 | TRAY HOLDER FOR 8520/8525 | F | CA | 5
85321 | 2 GAL IN-ROOM CONT CLEAR | F | CA | 10
85321R | 2 GAL IN-ROOM CONT TRANS RED | F | CA | 10
8533SA | 2GAL SSII CONTAINER CLEAR | F | CA | 10
8533Y | SSII 2 GALLON TRANS YELLOW CON | F | CA | 10
8534SA | 2 GAL SSII CONTAINER TRANS RED | F | CA | 10
8535Y | 2GAL ROTOR/HNG LID TRANS YEL | F | CA | 20
8536SA | 3GAL SSII CONTAINER CLEAR | F | CA | 10
8537MW | 3 GAL SSII CONTAINER | F | CA | 10
8537SA | 3GAL SSII CONTAINER TRANS RED | F | CA | 10
8537Y | 3GAL SSII CONT TRANS YELLOW | F | CA | 10
8539SA | HOLDER FOR 85321 | F | CA | 5
8540SA | SSIV 4 GALLON CLEAR CONTAINER | F | CA | 10
8541SA | SSIV 4 GALLON TRANS RED CONT | F | CA | 10
8549SA | SSIV ADHESIVE BACKED HOLDER | F | CA | 5
8550B | GLOVE BOXES W/ BRACKETS | F | CA | 5
8556H | 85161H WITH GLOVE BOX ATTACH | F | CA | 1
8602RC | 2 GAL CONT W/FIP SNAP CAP LID | F | CA | 20
8602U | 2 GAL UNIVERSAL PHARMACEUTICAL | F | CA | 20
8605RC | 5 QT RCRA HAZARDOUS WASTE | F | CA | 14
8605U | 5 QT UNIVERSAL PHARMACEUTICAL | F | CA | 14
8607RC | 8 GAL CONT PG2 W/ HINGE LID | F | CA | 10
8607U | 8 GAL UNIVERSAL PHARMACEUTICAL | F | CA | 10
8608RC | 8 GAL CONT W/SLIDE TOP | F | CA | 10
8608U | 8 GAL UNIVERSAL PHARMACEUTICAL | F | CA | 10
8611RC | 12 GALLON PG2 RCRA WITH HINGED | F | CA | 10
8611U | 12 GAL UNIVERSAL PHARMACEUTIC | F | CA | 10
8612RC | 12 GAL CONT W/SLIDE TOP | F | CA | 10
8612U | 12 GAL UNIVERSAL PHARMACEUTIC | F | CA | 10
8617RC | 18 GAL CONT PG2 W/HINGE LID | F | CA | 5
8617U | 18 GAL UNIVERSAL PHARMACEUTIC | F | CA | 5
8618RC | 18 GAL CONT W/SLIDE TOP | F | CA | 5
8618U | 18 GAL UNIVERSAL PHARMACEUTIC | F | CA | 5
8781 | 8GAL NON-BIO GLS WST CONT | F | CA | 10
8790 | 2GAL NON-BIO GLS WASTE CONT | F | CA | 20
8791 | 18GAL NON-INFECT GLASS CONT | F | CA | 5
8820 | 2GAL PHARMASAFETY WAST CONT | F | CA | 20
8820NB | NON-BIOHZRD PHARMA WASTE/2 GAL | F | CA | 20
8836NB | NON-BIOHZRD PHARMA WASTE 3/GAL | F | CA | 10
8836SA | 3 GAL PHARMASTAR CONT | F | CA | 10
8846SA | 4 GALLON PHARMA CONTAINER | F | CA | 10
8850 | 8GAL PHARMASAFETY WASTE CNT | F | CA | 10
8850NB | NON-BIOHZRD PHARMA WASTE 8/GAL | F | CA | 10
8851 | 8GA PHARMASAFETY CONT SLIDETOP | F | CA | 10
8851NB | NON-BIO PHARMA WST 8GL.SLD-LID | F | CA | 10
8860 | 12 GAL PHARMASAFETY CONT | F | CA | 10
8860NB | NON-BIOHZRD PHARMA WASTE 12GAL | F | CA | 10
8870 | 18 GAL PHARMASAFETY CONT | F | CA | 5
8870NB | NON-BIOHZRD PHARMA WASTE 18GAL | F | CA | 5
8871 | 18GAL PHARMASAFETY PG2 SLD TOP | F | CA | 5
8871NB | NON-BIO PHARMA WST 18GL.SLDLID | F | CA | 5
8881110160 | SYR HM110 SO W/O CAPS NS | F | CA | 700
8881112015 | 12ML ENTERAL SYRINGE, BULK, NONSTERILE | F | CA | 1000
8881112059 | SYR 12CC SR NS | F | CA | 500
8881112083 | SYR 12CC LK SP CE MARK NS | F | CA | 800
8881112599 | SYR 12ML LLK SMOOTH TIP BLK NS | F | CA | 800
8881112985 | 10ML SYR STR WTR PRT BK | F | CA | 1000
8881412012 | 412 50S NS | F | CA | 500
8881412199 | 412 STRT TIP SYR UNPTD BULK NS | F | EA | 1
8881512852 | SYR 12CC SR O/P ST | F | CA | 480
8881512878 | SYR 12CC S-LK O/P ST | F | CA | 480
8881540122 | SYR 12ML W/SMRTP CANNULA SP | F | CA | 480
8881907003 | SYR 10ML AMBER ORAL MED CE NS | F | CA | 500
8881907102 | SYR 907S-O MED 10ML CE MARK NS | F | CA | 500
8881907199 | SYR 10ML ORAL DOSE NO PRT ST | F | CA | 480
8881907465 | SYR 10ML ORAL DOSE SYR BULK NS | F | CA | 700
8900MW | 1 QT CONT MED WASTE | F | CA | 100
8900SA | 1QT CONTAINER RED | F | CA | 100
8901SA | BLOOD NEEDLE COLL CONT RED | F | CA | 100
8906 | 1QT CONTAINER YELLOW | F | CA | 100
8910 | HOLDER FOR 8900SA | F | CA | 10
8920SA | NEEDLE SYRINGE COLL CONT | F | CA | 60
8930SA | BIOMAX PERFSN WST DISP CONT | F | CA | 3
8931 | 12 GAL CHEMO W/ WHT HNGD LID | F | CA | 10
8931PG2 | 12 GA PG2 CHEMO SHARPS CONT | F | CA | 10
8932 | 12 GAL LEAK RESIST BIO CONT | F | CA | 10
8932PG2 | 12 GAL PGC BIOMAX SHRPS CONT | F | CA | 10
8933 | 12 GA NDL DISP CONT NAT LID | F | CA | 10
8934 | 12 GAL CHEMO W/SLIDE TOP | F | CA | 10
8934CRS | CHEMOTHERAPY SHAPRS CONTINER, | F | CA | 10
8934PG2 | 12GAL PG2 CHEMO SLD TOP CONT | F | CA | 10
8935 | 12 GA NEEDLE DISP CONTAINER | F | CA | 10
8935Y | 12 GA NEEDLE DISP CONT YEL | F | CA | 10
8936PG2 | 12 GAL PG2 BIOMAX SLD TP CONT | F | CA | 10
8936SA | 12 GAL LK RESIST W/SLIDE TOP | F | CA | 10
8938 | 18 GA SLIDING TOP - RED | F | CA | 5
8938Y | 18 GA CONT YELLOW | F | CA | 5
8939 | 18 GAL SLIDE TOP CHEMO | F | CA | 5
8939CRS | CHEMOTHERAPY SHARPS CONTAINER | F | CA | 5
8939PG2 | 18GAL PG2 CHEMO SLD TOP CONT | F | CA | 5
8950SA | 5QT CONTAINER - RED | F | CA | 40
8958 | 8 GALLON DIALYSAFETY CONT | F | CA | 14
8964 | 3 GAL DIALYSAFETY SHRP CONT | F | CA | 20
89651 | 2 GA H-DROP CLR LID RED | F | CA | 20
8967MW | 2 GA H-DROP MEDICAL WASTE | F | CA | 20
8967Y | 2 GA H-DROP TRNS YEL W/UNWND | F | CA | 20
89671 | 2GA H-DROP CLR LID TRANS RED | F | CA | 20
8970 | 2 GA N/S COLLECTION CONT RED | F | CA | 20
8970Y | 2 GA N/S COLL TRANS YELLOW | F | CA | 20
8974 | PLASTIC HOLDER FOR 8970 | F | CA | 5
8979C | SEE THRU LID 2 GA TRANS RED | F | CA | 20
8979MW | 2 GA ROTOR LID MED WASTE | F | CA | 20
8980 | 8 GAL NEEDLE DISP CONTAINER | F | CA | 10
8980S | 8 GAL BIO-HAZ W/SLIDE TOP | F | CA | 10
8980Y | 8 GAL NDL DISP CONT YELLOW | F | CA | 10
8982 | 2 GAL CHEMOTHERAPY CONT | F | CA | 20
8982CRH | 2 GALLON CHEMO CONTAINER RED | F | CA | 20
8985 | 8 GAL YELLOW CHEMOTHERAPY CONT | F | CA | 10
8985CRH | 8 GAL CHEMO RED | F | CA | 10
8985CRS | CHEMOTHERAPY SHARPS CONTAINER | F | CA | 10
8985PG2 | 8GAL PG2 CHEMO SHARPS CONT | F | CA | 10
8985PG2Y | PG2 RATED SHARPS CONT, BIOMAX, | F | CA | 10
8985S | 8 GA SLIDING TOP CHEMO CONT | F | CA | 10
8985SPG2 | 8GAL PG2 CHEMO SLD TOP CONT | F | CA | 10
8989 | 18 GAL HINGED LID CHEMO CONT | F | CA | 5
8989CRH | 18 GALLON CHEMO RED | F | CA | 5
8989PG2 | 18GAL PG2 CHEMO SHARPS CONT | F | CA | 5
8990SA | 2GAL BIOHAZ W/O GASKET | F | CA | 20
8990Y | 2 GAL BIOHAZ W/O GASKET YEL | F | CA | 20
8991 | 18 GA SHARPS DISP CONT RED | F | CA | 5
8991Y | 18 GA SHARPS DISP CONT YELLW | F | CA | 5
8997 | 8 GAL NDL DISP CONTAINER RED | F | CA | 10
8997PG2 | 8GAL PG2 BIOMAX SHARPS CONT | F | CA | 10
8997S | 8 GA LEAK RESIST W/SLIDE TOP | F | CA | 10
8997SPG2 | 8GAL PG2 BIOMAX SLD TOP CONT | F | CA | 10
8998 | 18 GAL LEAK RESIST BIO CONT | F | CA | 5
8998PG2 | 18 GAL PG2 BIOMAX SHARPS CONT | F | CA | 5
8998S | 18 GAL INJ MOLDED W/SLIDE TOP | F | CA | 5
8998SPG2 | 18GAL PG2 BIOMAX SLD TOP CONT | F | CA | 5